## SanitaryCalcs
SIZE SANITARY DRAINAGE PIPING | [11 empty] | TABLE 710.1(2)
|  | PIPE SLOPE | 1/8 inch |  |  |  | TABLE 710.1(1) BUILDING DRAINS AND SEWERS |  |  |  |  | HORIZONTAL FIXTURE BRANCHES AND STACKSa
GUID | SYSTEM NAME | SLOPE "/12" | FIXTURE UNITS | DIAMETER in | CLOSEST GREATER DFU | MIN. REQ.SIZE IN. | DIAMETER OF PIPE (inches) | MAXIMUM NUMBER OF DRAINAGE FIXTURE UNITS CONNECTED TO ANY PORTION OF THE BUILDING DRAIN OR THE BUILDING SEWER, INCLUDING BRANCHES OF THE BUILDING DRAINa |  |  |  | DIAMETER OF PIPE (inches) | MAXIMUM NUMBER OF DRAINAGE FIXTURE UNITS (dfu)
796815 | SS 2 | 1 | 139 | 100 | 180 | 4 |  | Slope per foot |  |  |  |  | Total for horizontal branch | Stacksb
796912 | SS 2 | 1.0001 | 66 | 100 | 180 | 4 |  | 1/16 inch | 1/8 inch | 1/4 inch | 1/2 inch |  |  | Total discharge into one branch interval | Total for stack of three branch Intervals or less | Total for stack greater than three branch intervals
797005 | SS 2 |  | 0 | 100 | 36 | 3 | 1.25 | — | — | 1 | 1 | 1.5 | 3 | 2 | 4 | 8
797073 | SS 2 |  | 3 | 80 | 36 | 3 | 1.5 | — | — | 3 | 3 | 2 | 6 | 6 | 10 | 24
797453 | SS 2 | 0 | 3 | 80 | 36 | 3 | 2 | — | — | 21 | 26 | 2.5 | 12 | 9 | 20 | 42
797519 | SS 2 |  | 6 | 80 | 36 | 3 | 2.5 | — | — | 24 | 31 | 3 | 20 | 20 | 48 | 72
797557 | SS 2 |  | 3 | 80 | 36 | 3 | 3 | — | 36 | 42 | 50 | 4 | 160 | 90 | 240 | 500
797783 | SS 2 | 0.99934 | 21 | 100 | 36 | 3 | 4 | — | 180 | 216 | 250 | 5 | 360 | 200 | 540 | 1100
798035 | SS 2 | 1 | 6 | 100 | 36 | 3 | 5 | — | 390 | 480 | 575 | 6 | 620 | 350 | 960 | 1900
798051 | SS 2 |  | 0 | 100 | 36 | 3 | 6 | — | 700 | 840 | 1000 | 8 | 1400 | 600 | 2200 | 3600
798774 | SS 2 | 0.99836 | 99 | 100 | 180 | 4 | 8 | 1400 | 1600 | 1920 | 2300 | 10 | 2500 | 1000 | 3800 | 5600
798807 | SS 2 |  | 99 | 100 | 180 | 4 | 10 | 2500 | 2900 | 3500 | 4200 | 12 | 3900 | 1500 | 6000 | 8400
798843 | SS 2 | 0 | 4 | 100 | 36 | 3 | 12 | 3900 | 4600 | 5600 | 6700 | 15 | 7000 | Note c | Note c | Note c
798858 | SS 2 |  | 4 | 100 | 36 | 3 | 15 | 7000 | 8300 | 10000 | 12000 | For SI: 1 inch = 25.4 mm.
799114 | SS 2 |  | 0 | 100 | 36 | 3 | For SI: 1 inch = 25.4 mm, 1 inch per foot = 83.3 mm/m. |  |  |  |  | a. Does not include branches of the building drain. Refer to Table 710.1(1).
799141 | SS 2 | 0 | 0 | 100 | 36 | 3 | a. The minimum size of any building drain serving a water closet shall be 3 inches. |  |  |  |  | b. Stacks shall be sized based on the total accumulated connected load at each story or branch interval. As the total accumulated connected load decreases, stacks are permitted to be reduced in size. Stack diameters shall not be reduced to less than one-half of the diameter of the largest stack size required.
799153 | SS 2 |  | 0 | 100 | 36 | 3 | [5 empty] | c. Sizing load based on design criteria.
799163 | SS 2 | 0 | 0 | 100 | 36 | 3
799646 | SS 2 | 1.0117 | 14 | 100 | 36 | 3
799983 | SS 2 |  | 6 | 50 | 36 | 3
800033 | SS 2 |  | 3 | 50 | 36 | 3
800089 | SS 2 | 0 | 3 | 50 | 36 | 3
800102 | SS 2 |  | 3 | 50 | 36 | 3
800126 | SS 2 | 0 | 0 | 50 | 36 | 3
800142 | SS 2 |  | 0 | 50 | 36 | 3
800152 | SS 2 | 0 | 0 | 50 | 36 | 3
800365 | SS 2 | 0.99671 | 6 | 50 | 36 | 3
800831 | SS 2 |  | 42 | 100 | 180 | 4
800833 | SS 2 |  | 3 | 50 | 36 | 3
800838 | SS 2 |  | 3 | 50 | 36 | 3
800843 | SS 2 | 0 | 0 | 100 | 36 | 3
801245 | SS 2 |  | 0 | 100 | 36 | 3
801289 | SS 2 |  | 0 | 100 | 36 | 3
801323 | SS 2 | 0 | 0 | 100 | 36 | 3
801363 | SS 2 | 0 | 0 | 100 | 36 | 3
801495 | SS 2 | 0.99929 | 66 | 100 | 180 | 4
801941 | SS 2 |  | 3 | 50 | 36 | 3
801964 | SS 2 | 0 | 3 | 100 | 36 | 3
802372 | SS 2 |  | 14 | 100 | 36 | 3
802390 | SS 2 |  | 0 | 50 | 36 | 3
802712 | SS 2 |  | 3 | 80 | 36 | 3
802802 | SS 2 | 0 | 3 | 80 | 36 | 3
802822 | SS 2 |  | 6 | 80 | 36 | 3
802857 | SS 2 |  | 3 | 80 | 36 | 3
803529 | SS 2 |  | 3 | 80 | 36 | 3
803627 | SS 2 | 1 | 3 | 80 | 36 | 3
803666 | SS 2 |  | 6 | 80 | 36 | 3
803702 | SS 2 |  | 3 | 80 | 36 | 3
803755 | SS 2 | 1.0215 | 6 | 80 | 36 | 3
804039 | SS 2 | 1 | 15 | 100 | 36 | 3
804051 | SS 2 | 1 | 6 | 80 | 36 | 3
804106 | SS 2 | 0 | 0 | 80 | 36 | 3
804145 | SS 2 |  | 3 | 80 | 36 | 3
804233 | SS 2 |  | 3 | 80 | 36 | 3
804309 | SS 2 | 0 | 3 | 80 | 36 | 3
804323 | SS 2 |  | 6 | 80 | 36 | 3
804360 | SS 2 |  | 3 | 80 | 36 | 3
804619 | SS 2 | 102.0202 | 139 | 100 | 180 | 4
804667 | SS 2 | 1.0001 | 205 | 100 | 390 | 5
805075 | SS 2 | 0.98043 | 6 | 80 | 36 | 3
805279 | SS 2 |  | 3 | 80 | 36 | 3
805335 | SS 2 | 0 | 3 | 80 | 36 | 3
805355 | SS 2 |  | 3 | 80 | 36 | 3
805495 | SS 2 |  | 0 | 80 | 36 | 3
806047 | SS 2 |  | 4 | 100 | 36 | 3
806223 | SS 2 | 0 | 4 | 100 | 36 | 3
806241 | SS 2 |  | 4 | 100 | 36 | 3
806274 | SS 2 |  | 0 | 100 | 36 | 3
806529 | SS 2 | 0.99939 | 252 | 100 | 390 | 5
806584 | SS 2 | 1.0019 | 33 | 100 | 36 | 3
806676 | SS 2 | 0.99939 | 219 | 100 | 390 | 5
806944 | SS 1 |  | 3 | 80 | 36 | 3
807106 | SS 1 | 0 | 3 | 80 | 36 | 3
807120 | SS 1 |  | 6 | 80 | 36 | 3
807154 | SS 1 |  | 3 | 80 | 36 | 3
807247 | SS 1 |  | 3 | 100 | 36 | 3
807327 | SS 1 | 0 | 68 | 100 | 180 | 4
807385 | SS 1 |  | 68 | 100 | 180 | 4
807465 | SS 1 |  | 0 | 100 | 36 | 3
807489 | SS 1 | 0 | 0 | 100 | 36 | 3
807519 | SS 1 | 0 | 0 | 100 | 36 | 3
808139 | SS 1 | 1.0002 | 128 | 100 | 180 | 4
808173 | SS 1 | 1.0001 | 167 | 100 | 180 | 4
808501 | SS 1 |  | 3 | 80 | 36 | 3
808922 | SS 1 | 0 | 3 | 80 | 36 | 3
809078 | SS 1 | 942696.8994 | 7 | 80 | 36 | 3
809114 | SS 1 |  | 4 | 80 | 36 | 3
809290 | SS 1 | 1 | 74 | 100 | 180 | 4
809328 | SS 1 | 1.0056 | 20 | 80 | 36 | 3
809569 | SS 1 |  | 4 | 50 | 36 | 3
809592 | SS 1 | 0 | 24 | 100 | 36 | 3
809618 | SS 1 |  | 3 | 50 | 36 | 3
809663 | SS 1 | 0 | 65 | 100 | 180 | 4
809698 | SS 1 |  | 3 | 80 | 36 | 3
809809 | SS 1 | 0 | 3 | 80 | 36 | 3
809817 | SS 1 | 1 | 3 | 80 | 36 | 3
809829 | SS 1 | 944332.2594 | 6 | 80 | 36 | 3
809919 | SS 1 |  | 3 | 80 | 36 | 3
809998 | SS 1 | 0 | 0 | 80 | 36 | 3
810056 | SS 1 |  | 4 | 80 | 36 | 3
810200 | SS 1 |  | 3 | 80 | 36 | 3
810280 | SS 1 | 0 | 3 | 80 | 36 | 3
810294 | SS 1 | 998217.8297 | 7 | 80 | 36 | 3
810327 | SS 1 |  | 4 | 80 | 36 | 3
810481 | SS 1 | 1 | 128 | 100 | 180 | 4
810560 | SS 1 | 1.0147 | 7 | 80 | 36 | 3
810645 | SS 1 | 1 | 121 | 100 | 180 | 4
810834 | SS 1 | 1.0001 | 0 | 100 | 36 | 3
810850 | SS 1 |  | 0 | 100 | 36 | 3
810883 | SS 1 |  | 0 | 100 | 36 | 3
810907 | SS 1 |  | 0 | 100 | 36 | 3
810914 | SS 1 | 1.0001 | 167 | 100 | 180 | 4
810925 | SS 1 |  | 4 | 100 | 36 | 3
811059 | SS 1 | 0 | 8 | 100 | 36 | 3
811107 | SS 1 | 0 | 19 | 100 | 36 | 3
811119 | SS 1 |  | 0 | 100 | 36 | 3
811129 | SS 1 | 0 | 0 | 100 | 36 | 3
811234 | SS 1 |  | 4 | 100 | 36 | 3
811258 | SS 1 | 0 | 0 | 100 | 36 | 3
811322 | SS 1 |  | 27 | 100 | 36 | 3
811474 | SS 1 |  | 8 | 50 | 36 | 3
811509 | SS 1 | 0 | 8 | 50 | 36 | 3
811523 | SS 1 |  | 4 | 50 | 36 | 3
811699 | SS 1 | 1 | 94 | 100 | 180 | 4
811884 | SS 1 | 0.085727 | 27 | 100 | 36 | 3
811943 | SS 1 |  | 0 | 50 | 36 | 3
811995 | SS 1 | 0 | 0 | 50 | 36 | 3
812086 | SS 1 | 0 | 4 | 50 | 36 | 3
812100 | SS 1 |  | 4 | 50 | 36 | 3
812269 | SS 1 | 0 | 4 | 50 | 36 | 3
813578 | SS 1 | 1491948.7304 | 0 | 50 | 36 | 3
813752 | SS 1 | 1.0001 | 128 | 100 | 180 | 4
814013 | SS 1 | 2.0019 | 0 | 50 | 36 | 3
814124 | SS 1 | 1.0001 | 128 | 100 | 180 | 4
814353 | SS 2 |  | 0 | 100 | 36 | 3
814442 | SS 2 | 2.0243 | 3 | 50 | 36 | 3
831287 | SS 1 | 0 | 0 | 100 | 36 | 3
831299 | SS 1 |  | 8 | 100 | 36 | 3
831601 | SS 1 |  | 0 | 100 | 36 | 3
831611 | SS 1 | 0 | 0 | 100 | 36 | 3
831651 | SS 1 |  | 0 | 100 | 36 | 3
831653 | SS 1 | 0 | 0 | 100 | 36 | 3
831817 | SS 1 |  | 4 | 100 | 36 | 3
831846 | SS 1 | 0 | 4 | 100 | 36 | 3
831880 | SS 1 |  | 4 | 100 | 36 | 3
831890 | SS 1 | 0 | 8 | 100 | 36 | 3
831997 | SS 1 |  | 3 | 80 | 36 | 3
832093 | SS 1 | 0 | 3 | 80 | 36 | 3
832218 | SS 1 |  | 7 | 80 | 36 | 3
832256 | SS 1 |  | 4 | 80 | 36 | 3
832482 | SS 1 | 1.0012 | 7 | 80 | 36 | 3
832614 | SS 1 | 1.0001 | 135 | 100 | 180 | 4
833209 | SS 1 | 1.0001 | 143 | 100 | 180 | 4
833240 | SS 1 | 1.0036 | 8 | 100 | 36 | 3
833865 | SS 1 |  | 3 | 80 | 36 | 3
833926 | SS 1 | 0 | 3 | 80 | 36 | 3
833950 | SS 1 |  | 6 | 80 | 36 | 3
833987 | SS 1 |  | 3 | 80 | 36 | 3
834343 | SS 1 |  | 3 | 80 | 36 | 3
834347 | SS 1 | 0 | 3 | 80 | 36 | 3
834349 | SS 1 |  | 6 | 80 | 36 | 3
834669 | SS 1 | 0 | 0 | 80 | 36 | 3
834714 | SS 1 |  | 3 | 80 | 36 | 3
834776 | SS 1 |  | 3 | 80 | 36 | 3
834835 | SS 1 | 1.0001 | 164 | 100 | 180 | 4
834868 | SS 1 | 0.99692 | 9 | 100 | 36 | 3
835058 | SS 1 | 0 | 0 | 100 | 36 | 3
835070 | SS 1 | 1492687.4211 | 0 | 100 | 36 | 3
835150 | SS 1 | 0.99692 | 21 | 100 | 36 | 3
835262 | SS 1 | 1 | 6 | 80 | 36 | 3
835384 | SS 1 | 1.0005 | 12 | 80 | 36 | 3
835483 | SS 1 | 1.0001 | 167 | 100 | 180 | 4
835525 | SS 1 | 2.0799 | 3 | 50 | 36 | 3
835839 | SS 1 | 1585541.2775 | 3 | 50 | 36 | 3
836015 | SS 1 | 0.99692 | 6 | 100 | 36 | 3
836069 | SS 1 | 2.0004 | 3 | 50 | 36 | 3
836240 | SS 1 | 4458810.7953 | 3 | 50 | 36 | 3
836335 | SS 1 | 530192.3616 | 0 | 100 | 36 | 3
836389 | SS 1 | 0 | 0 | 100 | 36 | 3
836487 | SS 1 |  | 0 | 100 | 36 | 3
836489 | SS 1 | 0 | 0 | 100 | 36 | 3
836586 | SS 1 |  | 0 | 100 | 36 | 3
836614 | SS 1 | 0 | 0 | 100 | 36 | 3
836662 | SS 1 |  | 0 | 100 | 36 | 3
836711 | SS 1 |  | 0 | 50 | 36 | 3
836766 | SS 1 | 0 | 0 | 100 | 36 | 3
836810 | SS 1 | 0 | 0 | 50 | 36 | 3
836890 | SS 1 |  | 3 | 80 | 36 | 3
836940 | SS 1 | 0 | 3 | 80 | 36 | 3
836948 | SS 1 |  | 6 | 80 | 36 | 3
837076 | SS 1 |  | 3 | 80 | 36 | 3
837410 | SS 1 | 0.99692 | 0 | 100 | 36 | 3
837431 | SS 1 | 0.99997 | 6 | 80 | 36 | 3
837458 | SS 1 | 1 | 6 | 80 | 36 | 3
840063 | SS 2 | 1 | 6 | 80 | 36 | 3
840181 | SS 2 | 0.99474 | 6 | 80 | 36 | 3
840234 | SS 2 | 1 | 0 | 80 | 36 | 3
840251 | SS 2 |  | 0 | 80 | 36 | 3
855481 | SS 2 |  | 95 | 100 | 180 | 4
855577 | SS 2 | 0 | 0 | 100 | 36 | 3
855615 | SS 2 |  | 0 | 100 | 36 | 3
855625 | SS 2 | 0 | 0 | 100 | 36 | 3
855802 | SS 2 |  | 49 | 100 | 180 | 4
855804 | SS 2 | 0 | 0 | 100 | 36 | 3
855856 | SS 2 |  | 0 | 100 | 36 | 3
855912 | SS 2 | 0 | 0 | 100 | 36 | 3
855962 | SS 2 |  | 0 | 100 | 36 | 3
855964 | SS 2 | 0 | 0 | 100 | 36 | 3
855999 | SS 2 |  | 3 | 100 | 36 | 3
856035 | SS 2 | 0 | 3 | 100 | 36 | 3
856089 | SS 2 |  | 3 | 100 | 36 | 3
856099 | SS 2 |  | 3 | 100 | 36 | 3
856113 | SS 2 |  | 3 | 100 | 36 | 3
856125 | SS 2 | 0 | 6 | 100 | 36 | 3
856129 | SS 2 | 0 | 9 | 100 | 36 | 3
856133 | SS 2 | 0 | 12 | 100 | 36 | 3
856201 | SS 2 | 0 | 0 | 50 | 36 | 3
856243 | SS 2 |  | 0 | 100 | 36 | 3
856261 | SS 2 |  | 0 | 100 | 36 | 3
856271 | SS 2 |  | 3 | 50 | 36 | 3
856283 | SS 2 |  | 3 | 50 | 36 | 3
856332 | SS 2 | 0 | 3 | 100 | 36 | 3
856342 | SS 2 | 0 | 6 | 100 | 36 | 3
856392 | SS 2 | 0 | 6 | 100 | 36 | 3
856610 | SS 2 |  | 0 | 50 | 36 | 3
856620 | SS 2 | 0 | 0 | 50 | 36 | 3
856648 | SS 2 |  | 4 | 50 | 36 | 3
856698 | SS 2 |  | 4 | 50 | 36 | 3
856710 | SS 2 |  | 4 | 50 | 36 | 3
856822 | SS 2 | 100 | 16 | 50 | 36 | 3
856891 | SS 2 |  | 4 | 50 | 36 | 3
857153 | SS 2 | 0 | 12 | 50 | 36 | 3
857170 | SS 2 | 0 | 8 | 50 | 36 | 3
857187 | SS 2 | 0 | 4 | 50 | 36 | 3
857431 | SS 2 | 0 | 0 | 50 | 36 | 3
857461 | SS 2 |  | 0 | 50 | 36 | 3
857500 | SS 2 | 0 | 6 | 100 | 36 | 3
857510 | SS 2 | 0 | 16 | 50 | 36 | 3
857538 | SS 2 | 0 | 22 | 100 | 36 | 3
857638 | SS 2 |  | 0 | 50 | 36 | 3
857812 | SS 2 |  | 3 | 80 | 36 | 3
857867 | SS 2 | 0 | 3 | 80 | 36 | 3
857879 | SS 2 |  | 6 | 80 | 36 | 3
857916 | SS 2 |  | 3 | 80 | 36 | 3
857991 | SS 2 |  | 3 | 80 | 36 | 3
858031 | SS 2 | 0 | 3 | 80 | 36 | 3
858043 | SS 2 |  | 6 | 80 | 36 | 3
858079 | SS 2 |  | 3 | 80 | 36 | 3
858239 | SS 2 | 0 | 0 | 100 | 36 | 3
858241 | SS 2 |  | 0 | 100 | 36 | 3
858245 | SS 2 | 0 | 0 | 100 | 36 | 3
858251 | SS 2 | 0 | 0 | 100 | 36 | 3
858253 | SS 2 |  | 0 | 100 | 36 | 3
858255 | SS 2 | 0 | 0 | 100 | 36 | 3
858263 | SS 2 |  | 0 | 100 | 36 | 3
858266 | SS 2 | 0 | 0 | 100 | 36 | 3
858269 | SS 2 |  | 4 | 100 | 36 | 3
858271 | SS 2 |  | 0 | 100 | 36 | 3
858273 | SS 2 |  | 0 | 100 | 36 | 3
858276 | SS 2 | 0 | 4 | 100 | 36 | 3
858280 | SS 2 | 0 | 4 | 100 | 36 | 3
858284 | SS 2 | 0 | 4 | 100 | 36 | 3
858287 | SS 2 | 0 | 3 | 50 | 36 | 3
858289 | SS 2 |  | 3 | 100 | 36 | 3
858291 | SS 2 |  | 4 | 100 | 36 | 3
858293 | SS 2 |  | 4 | 50 | 36 | 3
858295 | SS 2 |  | 4 | 50 | 36 | 3
858298 | SS 2 | 0 | 4 | 100 | 36 | 3
858304 | SS 2 | 0 | 8 | 100 | 36 | 3
858310 | SS 2 | 0 | 15 | 100 | 36 | 3
858315 | SS 2 |  | 0 | 50 | 36 | 3
858319 | SS 2 | 0 | 0 | 50 | 36 | 3
858323 | SS 2 |  | 3 | 50 | 36 | 3
858325 | SS 2 |  | 3 | 50 | 36 | 3
858327 | SS 2 |  | 3 | 50 | 36 | 3
858329 | SS 2 | 100 | 15 | 50 | 36 | 3
858331 | SS 2 |  | 3 | 50 | 36 | 3
858336 | SS 2 | 0 | 12 | 50 | 36 | 3
858340 | SS 2 | 0 | 9 | 50 | 36 | 3
858344 | SS 2 | 0 | 6 | 50 | 36 | 3
858349 | SS 2 | 0 | 3 | 50 | 36 | 3
858352 | SS 2 |  | 3 | 50 | 36 | 3
858355 | SS 2 | 0 | 18 | 100 | 36 | 3
858357 | SS 2 | 0 | 15 | 50 | 36 | 3
858362 | SS 2 | 0 | 33 | 100 | 36 | 3
858367 | SS 2 |  | 3 | 50 | 36 | 3
858371 | SS 2 |  | 3 | 80 | 36 | 3
858375 | SS 2 | 0 | 3 | 80 | 36 | 3
858377 | SS 2 |  | 6 | 80 | 36 | 3
858381 | SS 2 |  | 3 | 80 | 36 | 3
858383 | SS 2 |  | 3 | 80 | 36 | 3
858387 | SS 2 | 0 | 3 | 80 | 36 | 3
858389 | SS 2 |  | 6 | 80 | 36 | 3
858393 | SS 2 |  | 3 | 80 | 36 | 3
858812 | SS 2 | 1 | 6 | 80 | 36 | 3
859029 | SS 2 | 0.98674 | 6 | 80 | 36 | 3
859072 | SS 2 |  | 37 | 100 | 180 | 4
859120 | SS 2 | 1 | 6 | 80 | 36 | 3
859122 | SS 2 | 0.98976 | 6 | 80 | 36 | 3
859130 | SS 2 |  | 43 | 100 | 180 | 4
859186 | SS 2 |  | 0 | 100 | 36 | 3
859268 | SS 2 | 1 | 6 | 80 | 36 | 3
859270 | SS 2 | 0.98674 | 6 | 80 | 36 | 3
859274 | SS 2 | 1 | 6 | 80 | 36 | 3
859276 | SS 2 | 0.99633 | 6 | 80 | 36 | 3
859312 | SS 2 |  | 83 | 100 | 180 | 4
859339 | SS 2 |  | 89 | 100 | 180 | 4
859456 | SS 2 | 1 | 95 | 100 | 180 | 4
859621 | SS 2 | 0 | 0 | 100 | 36 | 3
859658 | SS 2 |  | 3 | 50 | 36 | 3
859741 | SS 2 | 0 | 6 | 100 | 36 | 3
859795 | SS 2 | 0 | 0 | 50 | 36 | 3
859910 | SS 2 | 0 | 3 | 50 | 36 | 3
860040 | SS 2 | 0 | 14 | 50 | 36 | 3
860066 | SS 2 |  | 3 | 50 | 36 | 3
860112 | SS 2 |  | 4 | 50 | 36 | 3
860345 | SS 2 |  | 4 | 50 | 36 | 3
860367 | SS 2 |  | 3 | 50 | 36 | 3
860393 | SS 2 | 0 | 7 | 50 | 36 | 3
860397 | SS 2 | 0 | 11 | 50 | 36 | 3
860449 | SS 2 | 0 | 0 | 50 | 36 | 3
860465 | SS 2 |  | 0 | 50 | 36 | 3
860475 | SS 2 | 0 | 0 | 50 | 36 | 3
860618 | SS 2 | 0 | 4 | 50 | 36 | 3
860620 | SS 2 | 0 | 16 | 50 | 36 | 3
860622 | SS 2 |  | 4 | 50 | 36 | 3
860626 | SS 2 |  | 4 | 50 | 36 | 3
860629 | SS 2 |  | 4 | 50 | 36 | 3
860631 | SS 2 |  | 4 | 50 | 36 | 3
860634 | SS 2 | 0 | 8 | 50 | 36 | 3
860638 | SS 2 | 0 | 12 | 50 | 36 | 3
860643 | SS 2 | 0 | 0 | 50 | 36 | 3
860645 | SS 2 |  | 0 | 50 | 36 | 3
860649 | SS 2 | 0 | 0 | 50 | 36 | 3
860706 | SS 2 |  | 3 | 80 | 36 | 3
860820 | SS 2 | 0 | 3 | 80 | 36 | 3
861077 | SS 2 | 1.0093 | 3 | 80 | 36 | 3
861146 | SS 2 |  | 6 | 80 | 36 | 3
861505 | SS 2 |  | 3 | 80 | 36 | 3
861863 | SS 2 |  | 3 | 80 | 36 | 3
862044 | SS 2 |  | 18 | 80 | 36 | 3
862056 | SS 2 | 1 | 6 | 80 | 36 | 3
862099 | SS 2 |  | 0 | 80 | 36 | 3
862107 | SS 2 | 1 | 12 | 80 | 36 | 3
862371 | SS 2 | 0 | 0 | 80 | 36 | 3
862410 | SS 2 |  | 3 | 80 | 36 | 3
862482 | SS 2 |  | 3 | 80 | 36 | 3
862513 | SS 2 | 0 | 3 | 80 | 36 | 3
862550 | SS 2 | 0 | 3 | 80 | 36 | 3
862578 | SS 2 |  | 6 | 80 | 36 | 3
862598 | SS 2 |  | 3 | 80 | 36 | 3
862648 | SS 2 | 0 | 3 | 80 | 36 | 3
862961 | SS 2 | 1 | 3 | 80 | 36 | 3
862981 | SS 2 |  | 12 | 80 | 36 | 3
863044 | SS 2 | 0 | 0 | 80 | 36 | 3
863234 | SS 2 |  | 21 | 80 | 36 | 3
863403 | SS 2 | 1 | 139 | 100 | 180 | 4
863519 | SS 2 | 1.0028 | 21 | 80 | 36 | 3
863645 | SS 2 | 1 | 118 | 100 | 180 | 4
863814 | SS 1 | 0 | 4 | 50 | 36 | 3
863837 | SS 1 |  | 4 | 50 | 36 | 3
863959 | SS 1 |  | 4 | 100 | 36 | 3
863988 | SS 1 | 0 | 8 | 100 | 36 | 3
864036 | SS 1 |  | 0 | 100 | 36 | 3
864044 | SS 1 | 0 | 0 | 100 | 36 | 3
864064 | SS 1 | 0 | 4 | 100 | 36 | 3
864226 | SS 1 | 0 | 4 | 50 | 36 | 3
864417 | SS 1 |  | 4 | 50 | 36 | 3
864500 | SS 1 | 0 | 4 | 50 | 36 | 3
864688 | SS 1 |  | 3 | 50 | 36 | 3
864964 | SS 1 | 0 | 3 | 50 | 36 | 3
864992 | SS 1 |  | 3 | 50 | 36 | 3
865028 | SS 1 |  | 0 | 50 | 36 | 3
865177 | SS 1 | 1 | 11 | 100 | 36 | 3
865345 | SS 1 |  | 11 | 100 | 36 | 3
865846 | SS 1 | 0.71989 | 3 | 80 | 36 | 3
865977 | SS 1 | 1.0002 | 3 | 80 | 36 | 3
866065 | SS 1 |  | 0 | 50 | 36 | 3
866096 | SS 1 | 2 | 0 | 50 | 36 | 3
866111 | SS 1 |  | 0 | 50 | 36 | 3
866352 | SS 1 | 0 | 7 | 100 | 36 | 3
866385 | SS 1 | 0 | 7 | 100 | 36 | 3
866396 | SS 1 |  | 14 | 100 | 36 | 3
866561 | SS 1 |  | 0 | 100 | 36 | 3
866576 | SS 1 | 0 | 0 | 100 | 36 | 3
866680 | SS 1 |  | 0 | 100 | 36 | 3
866682 | SS 1 | 0 | 0 | 100 | 36 | 3
866773 | SS 1 | 0 | 7 | 50 | 36 | 3
866824 | SS 1 | 0 | 4 | 50 | 36 | 3
866980 | SS 1 |  | 7 | 100 | 36 | 3
867232 | SS 1 |  | 4 | 50 | 36 | 3
867305 | SS 1 |  | 3 | 50 | 36 | 3
867331 | SS 1 | 0 | 7 | 50 | 36 | 3
867367 | SS 1 | 0 | 0 | 50 | 36 | 3
867381 | SS 1 |  | 0 | 50 | 36 | 3
867393 | SS 1 | 0 | 0 | 50 | 36 | 3
867528 | SS 1 | 0 | 7 | 50 | 36 | 3
867731 | SS 1 | 0 | 7 | 50 | 36 | 3
867763 | SS 1 | 0 | 4 | 50 | 36 | 3
867765 | SS 1 |  | 4 | 50 | 36 | 3
867767 | SS 1 |  | 3 | 50 | 36 | 3
867770 | SS 1 | 0 | 7 | 50 | 36 | 3
867775 | SS 1 | 0 | 0 | 50 | 36 | 3
867777 | SS 1 |  | 0 | 50 | 36 | 3
867781 | SS 1 | 0 | 0 | 50 | 36 | 3
867787 | SS 1 | 0 | 7 | 50 | 36 | 3
867801 | SS 1 |  | 7 | 50 | 36 | 3
868016 | SS 1 |  | 0 | 100 | 36 | 3
868028 | SS 1 | 0 | 7 | 100 | 36 | 3
868048 | SS 1 |  | 0 | 100 | 36 | 3
868058 | SS 1 | 0 | 7 | 100 | 36 | 3
868437 | SS 1 |  | 2 | 50 | 36 | 3
868618 | SS 1 | 0 | 2 | 50 | 36 | 3
868672 | SS 1 |  | 5 | 50 | 36 | 3
868809 | SS 1 |  | 3 | 50 | 36 | 3
868880 | SS 1 |  | 2 | 50 | 36 | 3
868974 | SS 1 | 0 | 2 | 50 | 36 | 3
869021 | SS 1 |  | 5 | 50 | 36 | 3
869182 | SS 1 |  | 3 | 50 | 36 | 3
869264 | SS 1 |  | 3 | 80 | 36 | 3
869434 | SS 1 | 0 | 3 | 80 | 36 | 3
869448 | SS 1 | 67117.8971 | 7 | 80 | 36 | 3
869484 | SS 1 |  | 4 | 80 | 36 | 3
869575 | SS 1 |  | 3 | 80 | 36 | 3
869579 | SS 1 | 0.97655 | 3 | 80 | 36 | 3
869581 | SS 1 |  | 7 | 80 | 36 | 3
869585 | SS 1 |  | 4 | 80 | 36 | 3
869605 | SS 1 |  | 3 | 80 | 36 | 3
869971 | SS 1 |  | 4 | 80 | 36 | 3
870328 | SS 1 | 1.0088 | 7 | 80 | 36 | 3
870441 | SS 1 |  | 7 | 80 | 36 | 3
870492 | SS 1 | 0 | 12 | 100 | 36 | 3
870550 | SS 1 |  | 3 | 50 | 36 | 3
871180 | SS 1 | 0.99492 | 24 | 100 | 36 | 3
871199 | SS 1 | 0 | 28 | 100 | 36 | 3
871260 | SS 1 | 1 | 7 | 80 | 36 | 3
871420 | SS 1 | 1.0058 | 7 | 80 | 36 | 3
871455 | SS 1 |  | 7 | 80 | 36 | 3
871481 | SS 1 | 1 | 0 | 80 | 36 | 3
871595 | SS 1 | 1.0166 | 7 | 80 | 36 | 3
871619 | SS 1 | 1 | 14 | 80 | 36 | 3
871842 | SS 1 | 0 | 5 | 50 | 36 | 3
871905 | SS 1 | 1 | 24 | 100 | 36 | 3
871981 | SS 1 | 1 | 11 | 100 | 36 | 3
872343 | SS 1 | 1 | 16 | 100 | 36 | 3
872420 | SS 1 | 0.99458 | 5 | 50 | 36 | 3
872519 | SS 1 | 1 | 19 | 100 | 36 | 3
872553 | SS 1 | 0.99579 | 3 | 50 | 36 | 3
872745 | SS 1 | 1 | 7 | 80 | 36 | 3
872830 | SS 1 | 1.0007 | 7 | 80 | 36 | 3
872846 | SS 1 |  | 7 | 80 | 36 | 3
872849 | SS 1 | 0 | 3 | 100 | 36 | 3
873038 | SS 1 | 1 | 14 | 100 | 36 | 3
873086 | SS 1 |  | 21 | 100 | 36 | 3
873177 | SS 1 | 1 | 4 | 80 | 36 | 3
873323 | SS 1 | 102.0202 | 4 | 80 | 36 | 3
873487 | SS 1 | 0.70827 | 4 | 80 | 36 | 3
873529 | SS 1 | 1.0027 | 4 | 80 | 36 | 3
873578 | SS 1 |  | 4 | 80 | 36 | 3
873581 | SS 1 | 0 | 4 | 100 | 36 | 3
873673 | SS 2 |  | 4 | 100 | 36 | 3
873738 | SS 2 | 0 | 0 | 100 | 36 | 3
873752 | SS 2 |  | 0 | 100 | 36 | 3
873762 | SS 2 | 0 | 0 | 100 | 36 | 3
874214 | SS 2 |  | 14 | 100 | 36 | 3
874262 | SS 2 |  | 4 | 50 | 36 | 3
874383 | SS 2 |  | 3 | 80 | 36 | 3
874427 | SS 2 | 0 | 7 | 80 | 36 | 3
874439 | SS 2 |  | 7 | 80 | 36 | 3
874476 | SS 2 |  | 4 | 80 | 36 | 3
874535 | SS 2 |  | 3 | 50 | 36 | 3
875579 | SS 2 | 2 | 6 | 50 | 36 | 3
875611 | SS 2 | 1.989 | 6 | 50 | 36 | 3
875683 | SS 2 |  | 8 | 100 | 36 | 3
875876 | SS 2 | 1 | 21 | 100 | 36 | 3
875918 | SS 2 | 0.9366 | 0 | 100 | 36 | 3
875937 | SS 2 |  | 0 | 100 | 36 | 3
876004 | SS 2 |  | 8 | 50 | 36 | 3
876055 | SS 2 | 100 | 8 | 50 | 36 | 3
876071 | SS 2 |  | 8 | 50 | 36 | 3
876955 | SS 2 | 1.0019 | 29 | 100 | 36 | 3
877087 | SS 2 | 2 | 8 | 50 | 36 | 3
877115 | SS 2 | 1.9995 | 8 | 50 | 36 | 3
877352 | SS 2 | 1.0099 | 21 | 100 | 36 | 3
880352 | SS 2 | 2 | 4 | 50 | 36 | 3
880364 | SS 2 |  | 4 | 50 | 36 | 3
880436 | SS 2 | 2 | 4 | 50 | 36 | 3
880449 | SS 2 |  | 4 | 50 | 36 | 3
881345 | SS 2 |  | 3 | 80 | 36 | 3
881456 | SS 2 | 0 | 3 | 80 | 36 | 3
881493 | SS 2 |  | 3 | 80 | 36 | 3
881534 | SS 2 |  | 0 | 80 | 36 | 3
881593 | SS 2 | 1 | 6 | 80 | 36 | 3
881605 | SS 2 | 0 | 0 | 80 | 36 | 3
881654 | SS 2 |  | 0 | 80 | 36 | 3
881716 | SS 2 |  | 0 | 80 | 36 | 3
881955 | SS 2 |  | 3 | 80 | 36 | 3
882059 | SS 2 | 0 | 3 | 80 | 36 | 3
882159 | SS 2 |  | 4 | 80 | 36 | 3
882359 | SS 2 |  | 7 | 80 | 36 | 3
882394 | SS 2 |  | 3 | 80 | 36 | 3
882682 | SS 2 | 0 | 3 | 80 | 36 | 3
882824 | SS 2 | 1.0012 | 3 | 80 | 36 | 3
882959 | SS 2 |  | 4 | 80 | 36 | 3
883046 | SS 2 | 0 | 0 | 80 | 36 | 3
883102 | SS 2 |  | 4 | 80 | 36 | 3
883435 | SS 2 |  | 7 | 80 | 36 | 3
883510 | SS 2 | 0.22903 | 7 | 80 | 36 | 3
883615 | SS 2 | 1 | 7 | 80 | 36 | 3
883665 | SS 2 | 0.22903 | 14 | 80 | 36 | 3
883717 | SS 2 | 1 | 7 | 80 | 36 | 3
883794 | SS 2 |  | 14 | 80 | 36 | 3
884027 | SS 2 | 0.97316 | 14 | 80 | 36 | 3
884197 | SS 2 | 1.0099 | 14 | 80 | 36 | 3
884356 | SS 2 | 1.0047 | 0 | 50 | 36 | 3
885587 | SS 2 |  | 3 | 80 | 36 | 3
885759 | SS 2 | 0 | 3 | 80 | 36 | 3
885781 | SS 2 |  | 3 | 80 | 36 | 3
885824 | SS 2 |  | 0 | 80 | 36 | 3
886862 | SS 2 | 0 | 11 | 100 | 36 | 3
937271 | SS 2 | 1 | 3 | 100 | 36 | 3
937654 | SS 2 |  | 3 | 100 | 36 | 3
937717 | SS 2 | 1 | 3 | 100 | 36 | 3
937938 | SS 2 | 1.0008 | 3 | 100 | 36 | 3
937996 | SS 2 |  | 3 | 100 | 36 | 3
938011 | SS 2 | 1 | 3 | 100 | 36 | 3
938021 | SS 2 |  | 3 | 100 | 36 | 3
938074 | SS 2 | 0.98555 | 0 | 100 | 36 | 3
938154 | SS 2 |  | 0 | 100 | 36 | 3
938538 | SS 2 | 1 | 12 | 80 | 36 | 3
938568 | SS 2 | 1.0014 | 3 | 100 | 36 | 3
938796 | SS 2 | 1 | 12 | 100 | 36 | 3
938812 | SS 2 |  | 0 | 100 | 36 | 3
967845 | SS 2 |  | 3 | 50 | 36 | 3
970936 | SS 1 |  | 4 | 50 | 36 | 3
983836 | SS 2 |  | 3 | 80 | 36 | 3
983977 | SS 2 | 0 | 3 | 80 | 36 | 3
984080 | SS 2 |  | 3 | 80 | 36 | 3
984118 | SS 2 |  | 0 | 80 | 36 | 3
984186 | SS 2 | 1 | 3 | 80 | 36 | 3
984219 | SS 2 | 0 | 0 | 80 | 36 | 3
984341 | SS 2 |  | 0 | 80 | 36 | 3
987838 | SS 2 | 0.99272 | 95 | 100 | 180 | 4
987919 | SS 2 |  | 95 | 100 | 180 | 4
989957 | SS 2 | 0 | 9 | 100 | 36 | 3
990264 | SS 2 |  | 17 | 50 | 36 | 3
990371 | SS 2 | 13857933.3596 | 33 | 50 | 36 | 3
990925 | SS 2 | 1 | 9 | 80 | 36 | 3
990938 | SS 2 | 1 | 112 | 100 | 180 | 4
991041 | SS 2 | 1.0023 | 9 | 80 | 36 | 3
991085 | SS 2 | 0.60554 | 9 | 80 | 36 | 3
991958 | SS 2 | 1.0016 | 45 | 100 | 180 | 4
991992 | SS 2 | 0.99786 | 3 | 80 | 36 | 3
992146 | SS 2 | 1 | 3 | 80 | 36 | 3
992246 | SS 2 | 1.013 | 3 | 80 | 36 | 3
992572 | SS 2 | 1.0016 | 42 | 100 | 180 | 4
998329 | SS 1 | 1 | 6 | 80 | 36 | 3
998353 | SS 1 | 1 | 6 | 80 | 36 | 3
998699 | SS 1 | 1.0093 | 6 | 80 | 36 | 3
999015 | SS 1 | 1 | 68 | 100 | 180 | 4
1004135 | SS 2 |  | 3 | 50 | 36 | 3
1006479 | SS 2 |  | 3 | 80 | 36 | 3
1006532 | SS 2 | 100 | 3 | 80 | 36 | 3
1006553 | SS 2 |  | 3 | 80 | 36 | 3
1006561 | SS 2 | 100 | 3 | 80 | 36 | 3
1009513 | SS 2 | 1.0002 | 21 | 80 | 36 | 3
1015508 | SS 1 |  | 0 | 50 | 36 | 3
1015554 | SS 1 | 100 | 0 | 50 | 36 | 3
1015568 | SS 1 |  | 0 | 50 | 36 | 3
1015576 | SS 1 | 100 | 0 | 50 | 36 | 3
1020209 | SS 2 | 0 | 0 | 50 | 36 | 3
1020249 | SS 2 |  | 4 | 50 | 36 | 3
1020980 | SS 2 |  | 4 | 50 | 36 | 3
1032506 | SS 2 | 1.0009 | 3 | 100 | 36 | 3
1032571 | SS 1 | 1.0023 | 4 | 80 | 36 | 3
1032585 | SS 1 | 0.99345 | 24 | 100 | 36 | 3
1032589 | SS 1 | 1.0007 | 7 | 80 | 36 | 3
1043750 | SS 1 | 0 | 3 | 80 | 36 | 3
1075791 | SS 1 | 3.8145 | 8 | 100 | 36 | 3
1089166 | SS 2 | 1.0014 | 3 | 100 | 36 | 3
1089189 | SS 2 | 102.0232 | 3 | 100 | 36 | 3
1111314 | SS 2 | 0 | 4 | 80 | 36 | 3
1111330 | SS 2 |  | 4 | 80 | 36 | 3
1111356 | SS 2 | 0 | 3 | 80 | 36 | 3
1111595 | SS 2 | 0 | 4 | 50 | 36 | 3
1111633 | SS 2 |  | 8 | 100 | 36 | 3
1111647 | SS 2 |  | 4 | 50 | 36 | 3
1112199 | SS 2 | 0 | 8 | 100 | 36 | 3
1113665 | SS 2 | 0 | 3 | 50 | 36 | 3
1114352 | SS 1 | 1.4213 | 4 | 80 | 36 | 3
1114393 | SS 1 | 43.0964 | 4 | 80 | 36 | 3
1362649 | SS 2 | 0.99939 | 252 | 100 | 390 | 5
1362694 | SS 2 | 20.9322 | 252 | 100 | 390 | 5
1407424 | SS 2 | 0 | 4 | 100 | 36 | 3
1407436 | SS 2 | 0 | 8 | 100 | 36 | 3
1409092 | SS 2 | 100 | 7 | 80 | 36 | 3
1409105 | SS 2 | 0 | 7 | 80 | 36 | 3
1409499 | SS 2 | 241.4214 | 7 | 80 | 36 | 3
1419098 | SS 1 |  | 4 | 80 | 36 | 3
1419425 | SS 1 | 0 | 4 | 80 | 36 | 3
1419770 | SS 1 |  | 3 | 50 | 36 | 3
1419796 | SS 1 |  | 3 | 50 | 36 | 3
1419851 | SS 1 |  | 3 | 50 | 36 | 3
1419893 | SS 1 |  | 11 | 100 | 36 | 3
1420697 | SS 1 | 0 | 3 | 50 | 36 | 3
1421046 | SS 1 | 0 | 3 | 50 | 36 | 3
1421402 | SS 1 | 0 | 3 | 50 | 36 | 3
1421806 | SS 1 | 0 | 11 | 100 | 36 | 3
1422272 | SS 1 | 1.0033 | 11 | 100 | 36 | 3
1423771 | SS 1 |  | 4 | 80 | 36 | 3
1423774 | SS 1 | 0 | 4 | 80 | 36 | 3
1424098 | SS 1 |  | 3 | 80 | 36 | 3
1424184 | SS 1 | 0 | 3 | 80 | 36 | 3
1424192 | SS 1 |  | 9 | 80 | 36 | 3
1424232 | SS 1 |  | 3 | 80 | 36 | 3
1424331 | SS 1 |  | 3 | 80 | 36 | 3
1424409 | SS 1 | 0 | 3 | 80 | 36 | 3
1424482 | SS 1 |  | 3 | 80 | 36 | 3
1424763 | SS 1 | 0 | 3 | 80 | 36 | 3
1425122 | SS 1 | 0 | 9 | 80 | 36 | 3
1425198 | SS 1 |  | 9 | 80 | 36 | 3
1425251 | SS 1 |  | 24 | 100 | 36 | 3
1425375 | SS 1 |  | 2 | 50 | 36 | 3
1425407 | SS 1 |  | 2 | 50 | 36 | 3
1425655 | SS 1 | 0 | 2 | 50 | 36 | 3
1425789 | SS 1 |  | 4 | 50 | 36 | 3
1425822 | SS 1 | 0 | 2 | 50 | 36 | 3
1425851 | SS 1 |  | 0 | 50 | 36 | 3
1425917 | SS 1 |  | 0 | 50 | 36 | 3
1426270 | SS 1 | 0 | 0 | 50 | 36 | 3
1426705 | SS 1 | 0 | 4 | 50 | 36 | 3
1426817 | SS 1 | 100 | 4 | 50 | 36 | 3
1426876 | SS 1 | 100 | 9 | 80 | 36 | 3
1426889 | SS 1 |  | 37 | 100 | 180 | 4
1426907 | SS 1 |  | 28 | 100 | 36 | 3
1441406 | SS 2 |  | 3 | 50 | 36 | 3
1441524 | SS 2 | 2 | 3 | 50 | 36 | 3
1441710 | SS 2 | 1.0004 | 3 | 50 | 36 | 3
1443644 | SS 2 | 0 | 3 | 50 | 36 | 3
1443674 | SS 2 | 102.0202 | 3 | 50 | 36 | 3
1511788 | SS 1 | 1.0007 | 8 | 100 | 36 | 3
1511796 | SS 1 | 102.0202 | 8 | 100 | 36 | 3
1511806 | SS 1 |  | 8 | 100 | 36 | 3
1526966 | SS 1 | 1.0016 | 4 | 80 | 36 | 3
1527379 | SS 1 | 0 | 3 | 80 | 36 | 3
1527445 | SS 1 |  | 7 | 80 | 36 | 3
1527549 | SS 1 | 0 | 4 | 80 | 36 | 3
1527557 | SS 1 | 1 | 4 | 80 | 36 | 3
1527994 | SS 1 | 54022.3686 | 4 | 80 | 36 | 3
1533151 | SS 1 | 0 | 7 | 100 | 36 | 3
1533352 | SS 1 |  | 14 | 100 | 36 | 3
1533798 | SS 1 | 0 | 14 | 100 | 36 | 3
1556096 | SS 1 | 59.0712 | 21 | 100 | 36 | 3
1565399 | SS 2 |  | 3 | 80 | 36 | 3
1583423 | SS 2 |  | 17 | 50 | 36 | 3
1583770 | SS 2 | 0 | 17 | 50 | 36 | 3
1583784 | SS 2 |  | 17 | 50 | 36 | 3
1583794 | SS 2 | 100 | 17 | 50 | 36 | 3
1583838 | SS 2 | 100 | 17 | 50 | 36 | 3
1588055 | SS 2 |  | 37 | 100 | 180 | 4
1589044 | SS 2 | 0 | 37 | 100 | 180 | 4
1591398 | SS 2 |  | 3 | 80 | 36 | 3
1592329 | SS 2 | 0 | 3 | 80 | 36 | 3
1592474 | SS 2 |  | 3 | 80 | 36 | 3
1593186 | SS 2 | 0 | 3 | 80 | 36 | 3
1601790 | SS 1 |  | 0 | 100 | 36 | 3
1601805 | SS 1 | 0 | 0 | 100 | 36 | 3
1657314 | SS 1 | 58.698 | 3 | 80 | 36 | 3
1657626 | SS 1 | 0.99815 | 3 | 80 | 36 | 3
1657694 | SS 1 | 1.0007 | 11 | 100 | 36 | 3
1670729 | SS 2 | 0.99828 | 3 | 100 | 36 | 3
1670752 | SS 2 | 1 | 3 | 100 | 36 | 3
1694495 | SS 2 |  | 21 | 100 | 36 | 3
1694526 | SS 2 | 57.735 | 21 | 100 | 36 | 3
1694542 | SS 2 |  | 21 | 100 | 36 | 3
1725276 | SS 2 | 0.99836 | 103 | 100 | 180 | 4
1725366 | SS 2 |  | 4 | 100 | 36 | 3
1727171 | SS 1 | 1 | 68 | 100 | 180 | 4
1727331 | SS 1 |  | 0 | 100 | 36 | 3
797019 | SS 2 |  | 66 | 100 | 180 | 4
797338 | SS 2 |  | 3 | 80 | 36 | 3
797545 | SS 2 |  | 6 | 80 | 36 | 3
798023 | SS 2 |  | 21 | 100 | 36 | 3
798063 | SS 2 |  | 252 | 100 | 390 | 5
798082 | SS 2 |  | 252 | 100 | 390 | 5
798813 | SS 2 |  | 99 | 100 | 180 | 4
799057 | SS 2 |  | 4 | 100 | 36 | 3
799130 | SS 2 |  | 0 | 100 | 36 | 3
799161 | SS 2 |  | 0 | 100 | 36 | 3
799240 | SS 2 |  | 0 | 100 | 36 | 3
799244 | SS 2 |  | 252 | 100 | 390 | 5
799634 | SS 2 |  | 219 | 100 | 390 | 5
799667 | SS 2 |  | 14 | 100 | 36 | 3
799676 | SS 2 |  | 252 | 100 | 390 | 5
800101 | SS 2 |  | 6 | 50 | 36 | 3
800115 | SS 2 |  | 3 | 50 | 36 | 3
800150 | SS 2 |  | 0 | 50 | 36 | 3
800208 | SS 2 |  | 0 | 50 | 36 | 3
800212 | SS 2 |  | 252 | 50 | 390 | 5
800780 | SS 2 |  | 6 | 50 | 36 | 3
800784 | SS 2 |  | 118 | 100 | 180 | 4
800841 | SS 2 |  | 6 | 100 | 36 | 3
801352 | SS 2 |  | 0 | 100 | 36 | 3
801388 | SS 2 |  | 0 | 100 | 36 | 3
801422 | SS 2 |  | 0 | 100 | 36 | 3
801426 | SS 2 |  | 252 | 100 | 390 | 5
801773 | SS 2 |  | 66 | 100 | 180 | 4
801963 | SS 2 |  | 3 | 100 | 36 | 3
802763 | SS 2 |  | 3 | 80 | 36 | 3
802845 | SS 2 |  | 6 | 80 | 36 | 3
803554 | SS 2 |  | 3 | 80 | 36 | 3
803691 | SS 2 |  | 6 | 80 | 36 | 3
804006 | SS 2 |  | 6 | 80 | 36 | 3
804046 | SS 2 |  | 6 | 80 | 36 | 3
804050 | SS 2 |  | 12 | 80 | 36 | 3
804134 | SS 2 |  | 3 | 80 | 36 | 3
804181 | SS 2 |  | 252 | 80 | 390 | 5
804267 | SS 2 |  | 3 | 80 | 36 | 3
804349 | SS 2 |  | 6 | 80 | 36 | 3
804630 | SS 2 |  | 139 | 100 | 180 | 4
804666 | SS 2 |  | 205 | 100 | 390 | 5
804673 | SS 2 |  | 139 | 100 | 180 | 4
805108 | SS 2 |  | 9 | 80 | 36 | 3
805217 | SS 2 |  | 6 | 80 | 36 | 3
805302 | SS 2 |  | 3 | 80 | 36 | 3
805472 | SS 2 |  | 3 | 80 | 36 | 3
806191 | SS 2 |  | 4 | 100 | 36 | 3
806262 | SS 2 |  | 4 | 100 | 36 | 3
806675 | SS 2 |  | 252 | 100 | 390 | 5
807065 | SS 1 |  | 3 | 80 | 36 | 3
807143 | SS 1 |  | 6 | 80 | 36 | 3
807478 | SS 1 |  | 3 | 100 | 36 | 3
807510 | SS 1 |  | 0 | 100 | 36 | 3
807586 | SS 1 |  | 0 | 100 | 36 | 3
807590 | SS 1 |  | 167 | 100 | 180 | 4
808152 | SS 1 |  | 128 | 100 | 180 | 4
808586 | SS 1 |  | 3 | 80 | 36 | 3
809103 | SS 1 |  | 7 | 80 | 36 | 3
809362 | SS 1 |  | 94 | 100 | 180 | 4
809591 | SS 1 |  | 28 | 100 | 36 | 3
809662 | SS 1 |  | 68 | 100 | 180 | 4
809723 | SS 1 |  | 3 | 80 | 36 | 3
809831 | SS 1 |  | 20 | 80 | 36 | 3
809842 | SS 1 |  | 3 | 80 | 36 | 3
809852 | SS 1 |  | 6 | 80 | 36 | 3
810030 | SS 1 |  | 4 | 80 | 36 | 3
810094 | SS 1 |  | 167 | 80 | 180 | 4
810239 | SS 1 |  | 3 | 80 | 36 | 3
810316 | SS 1 |  | 7 | 80 | 36 | 3
810638 | SS 1 |  | 7 | 80 | 36 | 3
810644 | SS 1 |  | 128 | 100 | 180 | 4
810822 | SS 1 |  | 128 | 100 | 180 | 4
810853 | SS 1 |  | 0 | 100 | 36 | 3
810862 | SS 1 |  | 167 | 100 | 180 | 4
810885 | SS 1 |  | 167 | 100 | 180 | 4
810889 | SS 1 |  | 167 | 100 | 180 | 4
810909 | SS 1 |  | 167 | 100 | 180 | 4
810913 | SS 1 |  | 167 | 100 | 180 | 4
811096 | SS 1 |  | 12 | 100 | 36 | 3
811218 | SS 1 |  | 0 | 100 | 36 | 3
811257 | SS 1 |  | 4 | 100 | 36 | 3
811293 | SS 1 |  | 0 | 100 | 36 | 3
811297 | SS 1 |  | 167 | 100 | 180 | 4
811429 | SS 1 |  | 27 | 100 | 36 | 3
811826 | SS 1 |  | 121 | 100 | 180 | 4
811920 | SS 1 |  | 27 | 100 | 36 | 3
812058 | SS 1 |  | 167 | 50 | 180 | 4
812075 | SS 1 |  | 8 | 50 | 36 | 3
812110 | SS 1 |  | 4 | 50 | 36 | 3
812238 | SS 1 |  | 8 | 50 | 36 | 3
812268 | SS 1 |  | 4 | 50 | 36 | 3
812272 | SS 1 |  | 0 | 50 | 36 | 3
814118 | SS 1 |  | 0 | 50 | 36 | 3
814123 | SS 1 |  | 128 | 100 | 180 | 4
814352 | SS 2 |  | 14 | 100 | 36 | 3
831609 | SS 1 |  | 0 | 100 | 36 | 3
831673 | SS 1 |  | 8 | 100 | 36 | 3
831752 | SS 1 |  | 0 | 100 | 36 | 3
831756 | SS 1 |  | 167 | 100 | 180 | 4
831784 | SS 1 |  | 0 | 100 | 36 | 3
831788 | SS 1 |  | 167 | 100 | 180 | 4
831845 | SS 1 |  | 4 | 100 | 36 | 3
831889 | SS 1 |  | 8 | 100 | 36 | 3
832062 | SS 1 |  | 3 | 80 | 36 | 3
832245 | SS 1 |  | 7 | 80 | 36 | 3
832608 | SS 1 |  | 7 | 80 | 36 | 3
832613 | SS 1 |  | 135 | 100 | 180 | 4
833283 | SS 1 |  | 143 | 100 | 180 | 4
833897 | SS 1 |  | 3 | 80 | 36 | 3
833976 | SS 1 |  | 6 | 80 | 36 | 3
834345 | SS 1 |  | 3 | 80 | 36 | 3
834351 | SS 1 |  | 6 | 80 | 36 | 3
834775 | SS 1 |  | 3 | 80 | 36 | 3
834781 | SS 1 |  | 167 | 80 | 180 | 4
834918 | SS 1 |  | 164 | 100 | 180 | 4
835303 | SS 1 |  | 21 | 100 | 36 | 3
835375 | SS 1 |  | 6 | 80 | 36 | 3
835383 | SS 1 |  | 12 | 80 | 36 | 3
835551 | SS 1 |  | 167 | 100 | 180 | 4
835885 | SS 1 |  | 3 | 50 | 36 | 3
836105 | SS 1 |  | 9 | 100 | 36 | 3
836249 | SS 1 |  | 3 | 50 | 36 | 3
836451 | SS 1 |  | 0 | 100 | 36 | 3
836468 | SS 1 |  | 167 | 100 | 180 | 4
836493 | SS 1 |  | 167 | 100 | 180 | 4
836508 | SS 1 |  | 0 | 100 | 36 | 3
836510 | SS 1 |  | 0 | 100 | 36 | 3
836613 | SS 1 |  | 0 | 100 | 36 | 3
836765 | SS 1 |  | 0 | 100 | 36 | 3
836795 | SS 1 |  | 0 | 100 | 36 | 3
836843 | SS 1 |  | 0 | 50 | 36 | 3
836916 | SS 1 |  | 3 | 80 | 36 | 3
837065 | SS 1 |  | 6 | 80 | 36 | 3
837470 | SS 1 |  | 6 | 80 | 36 | 3
837508 | SS 1 |  | 6 | 100 | 36 | 3
837541 | SS 1 |  | 0 | 100 | 36 | 3
837632 | SS 1 |  | 6 | 80 | 36 | 3
840051 | SS 2 |  | 6 | 100 | 36 | 3
840213 | SS 2 |  | 6 | 80 | 36 | 3
840285 | SS 2 |  | 0 | 80 | 36 | 3
840291 | SS 2 |  | 252 | 80 | 390 | 5
840469 | SS 2 |  | 6 | 80 | 36 | 3
855623 | SS 2 |  | 0 | 100 | 36 | 3
855734 | SS 2 |  | 0 | 100 | 36 | 3
855738 | SS 2 |  | 252 | 100 | 390 | 5
855808 | SS 2 |  | 252 | 100 | 390 | 5
855845 | SS 2 |  | 0 | 100 | 36 | 3
855897 | SS 2 |  | 83 | 100 | 180 | 4
855968 | SS 2 |  | 252 | 100 | 390 | 5
855980 | SS 2 |  | 0 | 100 | 36 | 3
855982 | SS 2 |  | 0 | 100 | 36 | 3
856034 | SS 2 |  | 3 | 100 | 36 | 3
856124 | SS 2 |  | 6 | 100 | 36 | 3
856128 | SS 2 |  | 9 | 100 | 36 | 3
856132 | SS 2 |  | 12 | 100 | 36 | 3
856331 | SS 2 |  | 3 | 100 | 36 | 3
856341 | SS 2 |  | 6 | 100 | 36 | 3
856391 | SS 2 |  | 6 | 100 | 36 | 3
856395 | SS 2 |  | 6 | 100 | 36 | 3
856618 | SS 2 |  | 0 | 50 | 36 | 3
856626 | SS 2 |  | 0 | 50 | 36 | 3
857131 | SS 2 |  | 16 | 50 | 36 | 3
857152 | SS 2 |  | 12 | 50 | 36 | 3
857169 | SS 2 |  | 8 | 50 | 36 | 3
857186 | SS 2 |  | 4 | 50 | 36 | 3
857341 | SS 2 |  | 252 | 50 | 390 | 5
857460 | SS 2 |  | 0 | 50 | 36 | 3
857532 | SS 2 |  | 16 | 50 | 36 | 3
857537 | SS 2 |  | 22 | 100 | 36 | 3
857661 | SS 2 |  | 0 | 50 | 36 | 3
857844 | SS 2 |  | 3 | 80 | 36 | 3
857905 | SS 2 |  | 6 | 80 | 36 | 3
858014 | SS 2 |  | 3 | 80 | 36 | 3
858068 | SS 2 |  | 6 | 80 | 36 | 3
858243 | SS 2 |  | 0 | 100 | 36 | 3
858247 | SS 2 |  | 0 | 100 | 36 | 3
858249 | SS 2 |  | 252 | 100 | 390 | 5
858257 | SS 2 |  | 252 | 100 | 390 | 5
858259 | SS 2 |  | 0 | 100 | 36 | 3
858261 | SS 2 |  | 0 | 100 | 36 | 3
858265 | SS 2 |  | 0 | 100 | 36 | 3
858275 | SS 2 |  | 4 | 100 | 36 | 3
858279 | SS 2 |  | 4 | 100 | 36 | 3
858283 | SS 2 |  | 4 | 100 | 36 | 3
858297 | SS 2 |  | 4 | 100 | 36 | 3
858303 | SS 2 |  | 8 | 100 | 36 | 3
858309 | SS 2 |  | 15 | 100 | 36 | 3
858313 | SS 2 |  | 18 | 100 | 36 | 3
858317 | SS 2 |  | 3 | 50 | 36 | 3
858321 | SS 2 |  | 0 | 50 | 36 | 3
858333 | SS 2 |  | 15 | 50 | 36 | 3
858335 | SS 2 |  | 12 | 50 | 36 | 3
858339 | SS 2 |  | 9 | 50 | 36 | 3
858343 | SS 2 |  | 6 | 50 | 36 | 3
858347 | SS 2 |  | 252 | 50 | 390 | 5
858351 | SS 2 |  | 3 | 50 | 36 | 3
858359 | SS 2 |  | 15 | 50 | 36 | 3
858361 | SS 2 |  | 33 | 100 | 36 | 3
858369 | SS 2 |  | 3 | 50 | 36 | 3
858373 | SS 2 |  | 3 | 80 | 36 | 3
858379 | SS 2 |  | 6 | 80 | 36 | 3
858385 | SS 2 |  | 3 | 80 | 36 | 3
858391 | SS 2 |  | 6 | 80 | 36 | 3
858820 | SS 2 |  | 6 | 80 | 36 | 3
859071 | SS 2 |  | 43 | 100 | 180 | 4
859083 | SS 2 |  | 6 | 80 | 36 | 3
859129 | SS 2 |  | 49 | 100 | 180 | 4
859176 | SS 2 |  | 6 | 80 | 36 | 3
859180 | SS 2 |  | 6 | 80 | 36 | 3
859197 | SS 2 |  | 37 | 100 | 180 | 4
859284 | SS 2 |  | 6 | 80 | 36 | 3
859295 | SS 2 |  | 6 | 80 | 36 | 3
859311 | SS 2 |  | 89 | 100 | 180 | 4
859322 | SS 2 |  | 6 | 80 | 36 | 3
859338 | SS 2 |  | 95 | 100 | 180 | 4
859349 | SS 2 |  | 6 | 80 | 36 | 3
859466 | SS 2 |  | 95 | 100 | 180 | 4
859848 | SS 2 |  | 252 | 50 | 390 | 5
860392 | SS 2 |  | 7 | 50 | 36 | 3
860396 | SS 2 |  | 11 | 50 | 36 | 3
860438 | SS 2 |  | 3 | 50 | 36 | 3
860473 | SS 2 |  | 0 | 50 | 36 | 3
860569 | SS 2 |  | 0 | 50 | 36 | 3
860573 | SS 2 |  | 252 | 50 | 390 | 5
860633 | SS 2 |  | 8 | 50 | 36 | 3
860637 | SS 2 |  | 12 | 50 | 36 | 3
860641 | SS 2 |  | 4 | 50 | 36 | 3
860647 | SS 2 |  | 0 | 50 | 36 | 3
860651 | SS 2 |  | 0 | 50 | 36 | 3
860653 | SS 2 |  | 252 | 50 | 390 | 5
860761 | SS 2 |  | 3 | 80 | 36 | 3
861085 | SS 2 |  | 3 | 80 | 36 | 3
861424 | SS 2 |  | 6 | 80 | 36 | 3
861528 | SS 2 |  | 3 | 80 | 36 | 3
862098 | SS 2 |  | 12 | 80 | 36 | 3
862102 | SS 2 |  | 6 | 80 | 36 | 3
862106 | SS 2 |  | 12 | 80 | 36 | 3
862481 | SS 2 |  | 3 | 80 | 36 | 3
862487 | SS 2 |  | 252 | 80 | 390 | 5
862577 | SS 2 |  | 6 | 80 | 36 | 3
862583 | SS 2 |  | 3 | 80 | 36 | 3
862625 | SS 2 |  | 3 | 80 | 36 | 3
862980 | SS 2 |  | 18 | 80 | 36 | 3
862984 | SS 2 |  | 3 | 80 | 36 | 3
863050 | SS 2 |  | 252 | 80 | 390 | 5
863240 | SS 2 |  | 21 | 80 | 36 | 3
863639 | SS 2 |  | 21 | 80 | 36 | 3
863644 | SS 2 |  | 139 | 100 | 180 | 4
863870 | SS 1 |  | 4 | 50 | 36 | 3
863987 | SS 1 |  | 8 | 100 | 36 | 3
864063 | SS 1 |  | 4 | 100 | 36 | 3
864115 | SS 1 |  | 0 | 100 | 36 | 3
864201 | SS 1 |  | 167 | 100 | 180 | 4
864427 | SS 1 |  | 4 | 50 | 36 | 3
864508 | SS 1 |  | 4 | 50 | 36 | 3
864578 | SS 1 |  | 4 | 50 | 36 | 3
864920 | SS 1 |  | 3 | 50 | 36 | 3
865017 | SS 1 |  | 3 | 50 | 36 | 3
865353 | SS 1 |  | 11 | 100 | 36 | 3
866035 | SS 1 |  | 3 | 80 | 36 | 3
866323 | SS 1 |  | 8 | 100 | 36 | 3
866384 | SS 1 |  | 7 | 100 | 36 | 3
866388 | SS 1 |  | 0 | 50 | 36 | 3
866639 | SS 1 |  | 0 | 100 | 36 | 3
866643 | SS 1 |  | 167 | 100 | 180 | 4
866684 | SS 1 |  | 0 | 100 | 36 | 3
866686 | SS 1 |  | 167 | 100 | 180 | 4
866702 | SS 1 |  | 7 | 100 | 36 | 3
866979 | SS 1 |  | 7 | 100 | 36 | 3
867330 | SS 1 |  | 7 | 50 | 36 | 3
867356 | SS 1 |  | 4 | 50 | 36 | 3
867391 | SS 1 |  | 0 | 50 | 36 | 3
867442 | SS 1 |  | 0 | 50 | 36 | 3
867446 | SS 1 |  | 167 | 50 | 180 | 4
867750 | SS 1 |  | 7 | 50 | 36 | 3
867752 | SS 1 |  | 7 | 50 | 36 | 3
867769 | SS 1 |  | 7 | 50 | 36 | 3
867773 | SS 1 |  | 4 | 50 | 36 | 3
867779 | SS 1 |  | 0 | 50 | 36 | 3
867783 | SS 1 |  | 0 | 50 | 36 | 3
867785 | SS 1 |  | 167 | 50 | 180 | 4
867803 | SS 1 |  | 7 | 50 | 36 | 3
867805 | SS 1 |  | 7 | 50 | 36 | 3
867809 | SS 1 |  | 7 | 50 | 36 | 3
868027 | SS 1 |  | 7 | 100 | 36 | 3
868057 | SS 1 |  | 7 | 100 | 36 | 3
868577 | SS 1 |  | 2 | 50 | 36 | 3
868797 | SS 1 |  | 5 | 50 | 36 | 3
868939 | SS 1 |  | 2 | 50 | 36 | 3
869171 | SS 1 |  | 5 | 50 | 36 | 3
869399 | SS 1 |  | 3 | 80 | 36 | 3
869473 | SS 1 |  | 7 | 80 | 36 | 3
869577 | SS 1 |  | 3 | 80 | 36 | 3
869583 | SS 1 |  | 7 | 80 | 36 | 3
869648 | SS 1 |  | 3 | 80 | 36 | 3
870491 | SS 1 |  | 19 | 100 | 36 | 3
870501 | SS 1 |  | 7 | 80 | 36 | 3
871198 | SS 1 |  | 65 | 100 | 180 | 4
871202 | SS 1 |  | 24 | 100 | 36 | 3
871207 | SS 1 |  | 24 | 100 | 36 | 3
871268 | SS 1 |  | 7 | 80 | 36 | 3
871458 | SS 1 |  | 7 | 80 | 36 | 3
871469 | SS 1 |  | 7 | 80 | 36 | 3
871504 | SS 1 |  | 167 | 80 | 180 | 4
871618 | SS 1 |  | 14 | 80 | 36 | 3
871627 | SS 1 |  | 7 | 80 | 36 | 3
871932 | SS 1 |  | 11 | 100 | 36 | 3
871976 | SS 1 |  | 5 | 50 | 36 | 3
871980 | SS 1 |  | 16 | 100 | 36 | 3
872504 | SS 1 |  | 24 | 100 | 36 | 3
872590 | SS 1 |  | 19 | 100 | 36 | 3
872668 | SS 1 |  | 5 | 50 | 36 | 3
872678 | SS 1 |  | 3 | 50 | 36 | 3
872753 | SS 1 |  | 7 | 80 | 36 | 3
872848 | SS 1 |  | 24 | 100 | 36 | 3
872858 | SS 1 |  | 7 | 80 | 36 | 3
872863 | SS 1 |  | 7 | 80 | 36 | 3
873085 | SS 1 |  | 21 | 100 | 36 | 3
873093 | SS 1 |  | 14 | 100 | 36 | 3
873373 | SS 1 |  | 4 | 80 | 36 | 3
873580 | SS 1 |  | 8 | 100 | 36 | 3
873607 | SS 1 |  | 4 | 80 | 36 | 3
873727 | SS 2 |  | 4 | 100 | 36 | 3
873760 | SS 2 |  | 0 | 100 | 36 | 3
873809 | SS 2 |  | 0 | 100 | 36 | 3
873922 | SS 2 |  | 252 | 100 | 390 | 5
874410 | SS 2 |  | 3 | 80 | 36 | 3
875050 | SS 2 |  | 21 | 100 | 36 | 3
875682 | SS 2 |  | 14 | 100 | 36 | 3
875693 | SS 2 |  | 6 | 50 | 36 | 3
875759 | SS 2 |  | 33 | 100 | 36 | 3
875906 | SS 2 |  | 21 | 100 | 36 | 3
875940 | SS 2 |  | 0 | 100 | 36 | 3
875976 | SS 2 |  | 21 | 100 | 36 | 3
876067 | SS 2 |  | 8 | 50 | 36 | 3
877124 | SS 2 |  | 8 | 50 | 36 | 3
877306 | SS 2 |  | 29 | 100 | 36 | 3
877503 | SS 2 |  | 8 | 50 | 36 | 3
877506 | SS 2 |  | 8 | 50 | 36 | 3
880370 | SS 2 |  | 4 | 50 | 36 | 3
880448 | SS 2 |  | 8 | 50 | 36 | 3
880452 | SS 2 |  | 4 | 50 | 36 | 3
881433 | SS 2 |  | 3 | 80 | 36 | 3
881523 | SS 2 |  | 3 | 80 | 36 | 3
881592 | SS 2 |  | 6 | 80 | 36 | 3
881715 | SS 2 |  | 0 | 80 | 36 | 3
881721 | SS 2 |  | 252 | 80 | 390 | 5
882006 | SS 2 |  | 3 | 80 | 36 | 3
882148 | SS 2 |  | 7 | 80 | 36 | 3
882430 | SS 2 |  | 3 | 80 | 36 | 3
882958 | SS 2 |  | 7 | 80 | 36 | 3
882963 | SS 2 |  | 3 | 80 | 36 | 3
883158 | SS 2 |  | 4 | 80 | 36 | 3
883174 | SS 2 |  | 252 | 80 | 390 | 5
883637 | SS 2 |  | 7 | 80 | 36 | 3
883641 | SS 2 |  | 7 | 80 | 36 | 3
883664 | SS 2 |  | 14 | 80 | 36 | 3
883741 | SS 2 |  | 7 | 80 | 36 | 3
883800 | SS 2 |  | 14 | 80 | 36 | 3
884240 | SS 2 |  | 14 | 80 | 36 | 3
884280 | SS 2 |  | 14 | 80 | 36 | 3
884393 | SS 2 |  | 0 | 50 | 36 | 3
885703 | SS 2 |  | 3 | 80 | 36 | 3
885801 | SS 2 |  | 3 | 80 | 36 | 3
886861 | SS 2 |  | 11 | 100 | 36 | 3
937664 | SS 2 |  | 3 | 100 | 36 | 3
937725 | SS 2 |  | 3 | 100 | 36 | 3
938007 | SS 2 |  | 3 | 100 | 36 | 3
938017 | SS 2 |  | 3 | 100 | 36 | 3
938027 | SS 2 |  | 3 | 100 | 36 | 3
938062 | SS 2 |  | 3 | 100 | 36 | 3
938165 | SS 2 |  | 0 | 100 | 36 | 3
938218 | SS 2 |  | 252 | 100 | 390 | 5
938614 | SS 2 |  | 15 | 100 | 36 | 3
938648 | SS 2 |  | 3 | 100 | 36 | 3
938831 | SS 2 |  | 252 | 100 | 390 | 5
938843 | SS 2 |  | 12 | 100 | 36 | 3
983930 | SS 2 |  | 3 | 80 | 36 | 3
984107 | SS 2 |  | 3 | 80 | 36 | 3
984175 | SS 2 |  | 21 | 80 | 36 | 3
984210 | SS 2 |  | 3 | 80 | 36 | 3
984290 | SS 2 |  | 252 | 80 | 390 | 5
984330 | SS 2 |  | 0 | 80 | 36 | 3
987846 | SS 2 |  | 95 | 100 | 180 | 4
987937 | SS 2 |  | 99 | 100 | 180 | 4
987981 | SS 2 |  | 95 | 100 | 180 | 4
989936 | SS 2 |  | 9 | 100 | 36 | 3
990004 | SS 2 |  | 42 | 100 | 180 | 4
990319 | SS 2 |  | 17 | 50 | 36 | 3
990328 | SS 2 |  | 14 | 50 | 36 | 3
990370 | SS 2 |  | 33 | 50 | 36 | 3
990386 | SS 2 |  | 16 | 50 | 36 | 3
990937 | SS 2 |  | 112 | 100 | 180 | 4
991049 | SS 2 |  | 9 | 80 | 36 | 3
991192 | SS 2 |  | 9 | 80 | 36 | 3
992043 | SS 2 |  | 45 | 100 | 180 | 4
992156 | SS 2 |  | 3 | 80 | 36 | 3
992272 | SS 2 |  | 3 | 80 | 36 | 3
992276 | SS 2 |  | 3 | 80 | 36 | 3
998361 | SS 1 |  | 6 | 80 | 36 | 3
998389 | SS 1 |  | 74 | 100 | 180 | 4
998510 | SS 1 |  | 68 | 100 | 180 | 4
998514 | SS 1 |  | 68 | 100 | 180 | 4
998710 | SS 1 |  | 6 | 80 | 36 | 3
998739 | SS 1 |  | 6 | 80 | 36 | 3
1004123 | SS 2 |  | 3 | 50 | 36 | 3
1006549 | SS 2 |  | 3 | 80 | 36 | 3
1006559 | SS 2 |  | 3 | 80 | 36 | 3
1006596 | SS 2 |  | 3 | 80 | 36 | 3
1006600 | SS 2 |  | 3 | 80 | 36 | 3
1015564 | SS 1 |  | 0 | 50 | 36 | 3
1015574 | SS 1 |  | 0 | 50 | 36 | 3
1015599 | SS 1 |  | 0 | 50 | 36 | 3
1015603 | SS 1 |  | 0 | 50 | 36 | 3
1020198 | SS 2 |  | 4 | 50 | 36 | 3
1020979 | SS 2 |  | 4 | 50 | 36 | 3
1021025 | SS 2 |  | 252 | 50 | 390 | 5
1021223 | SS 1 |  | 0 | 50 | 36 | 3
1032508 | SS 2 |  | 3 | 100 | 36 | 3
1032573 | SS 1 |  | 4 | 80 | 36 | 3
1032587 | SS 1 |  | 24 | 100 | 36 | 3
1032591 | SS 1 |  | 7 | 80 | 36 | 3
1043752 | SS 1 |  | 3 | 80 | 36 | 3
1077072 | SS 1 |  | 8 | 100 | 36 | 3
1077076 | SS 1 |  | 8 | 100 | 36 | 3
1089216 | SS 2 |  | 3 | 100 | 36 | 3
1089220 | SS 2 |  | 3 | 100 | 36 | 3
1108225 | SS 2 |  | 0 | 80 | 36 | 3
1111355 | SS 2 |  | 7 | 80 | 36 | 3
1111359 | SS 2 |  | 4 | 80 | 36 | 3
1111384 | SS 2 |  | 7 | 80 | 36 | 3
1111607 | SS 2 |  | 4 | 50 | 36 | 3
1112390 | SS 2 |  | 8 | 100 | 36 | 3
1113694 | SS 2 |  | 3 | 50 | 36 | 3
1114474 | SS 1 |  | 4 | 80 | 36 | 3
1114479 | SS 1 |  | 4 | 80 | 36 | 3
1362731 | SS 2 |  | 252 | 100 | 390 | 5
1362738 | SS 2 |  | 252 | 100 | 390 | 5
1406305 | SS 2 |  | 8 | 100 | 36 | 3
1407433 | SS 2 |  | 4 | 50 | 36 | 3
1407435 | SS 2 |  | 8 | 100 | 36 | 3
1409088 | SS 2 |  | 7 | 80 | 36 | 3
1409693 | SS 2 |  | 7 | 80 | 36 | 3
1409697 | SS 2 |  | 7 | 80 | 36 | 3
1419443 | SS 1 |  | 4 | 80 | 36 | 3
1420724 | SS 1 |  | 3 | 50 | 36 | 3
1421067 | SS 1 |  | 3 | 50 | 36 | 3
1421424 | SS 1 |  | 3 | 50 | 36 | 3
1421826 | SS 1 |  | 11 | 100 | 36 | 3
1422274 | SS 1 |  | 11 | 100 | 36 | 3
1423776 | SS 1 |  | 4 | 80 | 36 | 3
1424129 | SS 1 |  | 3 | 80 | 36 | 3
1424284 | SS 1 |  | 9 | 80 | 36 | 3
1424368 | SS 1 |  | 3 | 80 | 36 | 3
1424823 | SS 1 |  | 3 | 80 | 36 | 3
1425132 | SS 1 |  | 9 | 80 | 36 | 3
1425536 | SS 1 |  | 2 | 50 | 36 | 3
1425616 | SS 1 |  | 2 | 50 | 36 | 3
1425883 | SS 1 |  | 4 | 50 | 36 | 3
1426305 | SS 1 |  | 0 | 50 | 36 | 3
1426713 | SS 1 |  | 4 | 50 | 36 | 3
1426867 | SS 1 |  | 9 | 80 | 36 | 3
1426888 | SS 1 |  | 37 | 100 | 180 | 4
1426898 | SS 1 |  | 9 | 80 | 36 | 3
1426906 | SS 1 |  | 28 | 100 | 36 | 3
1426916 | SS 1 |  | 4 | 50 | 36 | 3
1441738 | SS 2 |  | 6 | 50 | 36 | 3
1441752 | SS 2 |  | 3 | 50 | 36 | 3
1443694 | SS 2 |  | 3 | 50 | 36 | 3
1443699 | SS 2 |  | 3 | 50 | 36 | 3
1511802 | SS 1 |  | 8 | 100 | 36 | 3
1511819 | SS 1 |  | 8 | 100 | 36 | 3
1526977 | SS 1 |  | 4 | 80 | 36 | 3
1527041 | SS 1 |  | 4 | 80 | 36 | 3
1527045 | SS 1 |  | 4 | 80 | 36 | 3
1527252 | SS 1 |  | 7 | 80 | 36 | 3
1527444 | SS 1 |  | 7 | 80 | 36 | 3
1527563 | SS 1 |  | 4 | 80 | 36 | 3
1528085 | SS 1 |  | 4 | 80 | 36 | 3
1532925 | SS 1 |  | 7 | 100 | 36 | 3
1533820 | SS 1 |  | 14 | 100 | 36 | 3
1541420 | SS 1 |  | 14 | 100 | 36 | 3
1556383 | SS 1 |  | 21 | 100 | 36 | 3
1565398 | SS 2 |  | 3 | 80 | 36 | 3
1583814 | SS 2 |  | 17 | 50 | 36 | 3
1583819 | SS 2 |  | 17 | 50 | 36 | 3
1583887 | SS 2 |  | 17 | 50 | 36 | 3
1583891 | SS 2 |  | 17 | 50 | 36 | 3
1589076 | SS 2 |  | 37 | 100 | 180 | 4
1592355 | SS 2 |  | 3 | 80 | 36 | 3
1593206 | SS 2 |  | 3 | 80 | 36 | 3
1601811 | SS 1 |  | 0 | 100 | 36 | 3
1601834 | SS 1 |  | 167 | 100 | 180 | 4
1657268 | SS 1 |  | 3 | 80 | 36 | 3
1657327 | SS 1 |  | 3 | 80 | 36 | 3
1657688 | SS 1 |  | 3 | 80 | 36 | 3
1657693 | SS 1 |  | 11 | 100 | 36 | 3
1670748 | SS 2 |  | 3 | 100 | 36 | 3
1670760 | SS 2 |  | 3 | 100 | 36 | 3
1694522 | SS 2 |  | 21 | 100 | 36 | 3
1694550 | SS 2 |  | 21 | 100 | 36 | 3
1724946 | SS 2 |  | 252 | 50 | 390 | 5
1724990 | SS 2 |  | 252 | 80 | 390 | 5
1725223 | SS 2 |  | 252 | 100 | 390 | 5
1725275 | SS 2 |  | 103 | 100 | 180 | 4
1726111 | SS 1 |  | 167 | 50 | 180 | 4
1726117 | SS 1 |  | 167 | 100 | 180 | 4
1726123 | SS 1 |  | 167 | 100 | 180 | 4
1727170 | SS 1 |  | 68 | 100 | 180 | 4
1747649 | SS 2 |  | 42 | 100 | 180 | 4
1753255 | SS 1 |  | 11 | 100 | 36 | 3
[5 empty] | 36 | 3
[5 empty] | 36 | 3
[5 empty] | 36 | 3
[5 empty] | 36 | 3
[5 empty] | 36 | 3
[5 empty] | 36 | 3
[5 empty] | 36 | 3
[5 empty] | 36 | 3
[5 empty] | 36 | 3
[5 empty] | 36 | 3
[5 empty] | 36 | 3
[5 empty] | 36 | 3
[5 empty] | 36 | 3
[5 empty] | 36 | 3
[5 empty] | 36 | 3
[5 empty] | 36 | 3
[5 empty] | 36 | 3
[5 empty] | 36 | 3
[5 empty] | 36 | 3
[5 empty] | 36 | 3
[5 empty] | 36 | 3
[5 empty] | 36 | 3
[5 empty] | 36 | 3
[5 empty] | 36 | 3
[5 empty] | 36 | 3
[5 empty] | 36 | 3
[5 empty] | 36 | 3
[5 empty] | 36 | 3
[5 empty] | 36 | 3
[5 empty] | 36 | 3
[5 empty] | 36 | 3
[5 empty] | 36 | 3
[5 empty] | 36 | 3
[5 empty] | 36 | 3
[5 empty] | 36 | 3
[5 empty] | 36 | 3
[5 empty] | 36 | 3
[5 empty] | 36 | 3
[5 empty] | 36 | 3
[5 empty] | 36 | 3
[5 empty] | 36 | 3
[5 empty] | 36 | 3
[5 empty] | 36 | 3
[5 empty] | 36 | 3
[5 empty] | 36 | 3
[5 empty] | 36 | 3
[5 empty] | 36 | 3
[5 empty] | 36 | 3
[5 empty] | 36 | 3
[5 empty] | 36 | 3
[5 empty] | 36 | 3
[5 empty] | 36 | 3
[5 empty] | 36 | 3
[5 empty] | 36 | 3
[5 empty] | 36 | 3
[5 empty] | 36 | 3
[5 empty] | 36 | 3
[5 empty] | 36 | 3
[5 empty] | 36 | 3
[5 empty] | 36 | 3
[5 empty] | 36 | 3
[5 empty] | 36 | 3
[5 empty] | 36 | 3
[5 empty] | 36 | 3
[5 empty] | 36 | 3
[5 empty] | 36 | 3
[5 empty] | 36 | 3
[5 empty] | 36 | 3
[5 empty] | 36 | 3
[5 empty] | 36 | 3
[5 empty] | 36 | 3
[5 empty] | 36 | 3
[5 empty] | 36 | 3
[5 empty] | 36 | 3
[5 empty] | 36 | 3
[5 empty] | 36 | 3
[5 empty] | 36 | 3
[5 empty] | 36 | 3
[5 empty] | 36 | 3
[5 empty] | 36 | 3
[5 empty] | 36 | 3
[5 empty] | 36 | 3
[5 empty] | 36 | 3
[5 empty] | 36 | 3
[5 empty] | 36 | 3
[5 empty] | 36 | 3
[5 empty] | 36 | 3
[5 empty] | 36 | 3
[5 empty] | 36 | 3
[5 empty] | 36 | 3
[5 empty] | 36 | 3
[5 empty] | 36 | 3
[5 empty] | 36 | 3
[5 empty] | 36 | 3
[5 empty] | 36 | 3
[5 empty] | 36 | 3
[5 empty] | 36 | 3
[5 empty] | 36 | 3
[5 empty] | 36 | 3
[5 empty] | 36 | 3
[5 empty] | 36 | 3
[5 empty] | 36 | 3
[5 empty] | 36 | 3
[5 empty] | 36 | 3
[5 empty] | 36 | 3
[5 empty] | 36 | 3
[5 empty] | 36 | 3
[5 empty] | 36 | 3
[5 empty] | 36 | 3
[5 empty] | 36 | 3
[5 empty] | 36 | 3
[5 empty] | 36 | 3
[5 empty] | 36 | 3
[5 empty] | 36 | 3
[5 empty] | 36 | 3
[5 empty] | 36 | 3
[5 empty] | 36 | 3
[5 empty] | 36 | 3
[5 empty] | 36 | 3
[5 empty] | 36 | 3
[5 empty] | 36 | 3
[5 empty] | 36 | 3
[5 empty] | 36 | 3
[5 empty] | 36 | 3
[5 empty] | 36 | 3
[5 empty] | 36 | 3
[5 empty] | 36 | 3
[5 empty] | 36 | 3
[5 empty] | 36 | 3
[5 empty] | 36 | 3
[5 empty] | 36 | 3
[5 empty] | 36 | 3
[5 empty] | 36 | 3
[5 empty] | 36 | 3
[5 empty] | 36 | 3
[5 empty] | 36 | 3
[5 empty] | 36 | 3
[5 empty] | 36 | 3
[5 empty] | 36 | 3
[5 empty] | 36 | 3
[5 empty] | 36 | 3
[5 empty] | 36 | 3
[5 empty] | 36 | 3
[5 empty] | 36 | 3
[5 empty] | 36 | 3
[5 empty] | 36 | 3
[5 empty] | 36 | 3
[5 empty] | 36 | 3
[5 empty] | 36 | 3
[5 empty] | 36 | 3
[5 empty] | 36 | 3
[5 empty] | 36 | 3
[5 empty] | 36 | 3
[5 empty] | 36 | 3
[5 empty] | 36 | 3
[5 empty] | 36 | 3
[5 empty] | 36 | 3
[5 empty] | 36 | 3
[5 empty] | 36 | 3
[5 empty] | 36 | 3
[5 empty] | 36 | 3
[5 empty] | 36 | 3
[5 empty] | 36 | 3
[5 empty] | 36 | 3
[5 empty] | 36 | 3
[5 empty] | 36 | 3
[5 empty] | 36 | 3
[5 empty] | 36 | 3
[5 empty] | 36 | 3
[5 empty] | 36 | 3
[5 empty] | 36 | 3
[5 empty] | 36 | 3
[5 empty] | 36 | 3
[5 empty] | 36 | 3
[5 empty] | 36 | 3
[5 empty] | 36 | 3
[5 empty] | 36 | 3
[5 empty] | 36 | 3
[5 empty] | 36 | 3
[5 empty] | 36 | 3
[5 empty] | 36 | 3
[5 empty] | 36 | 3
[5 empty] | 36 | 3
[5 empty] | 36 | 3
[5 empty] | 36 | 3
[5 empty] | 36 | 3
[5 empty] | 36 | 3
[5 empty] | 36 | 3
[5 empty] | 36 | 3
[5 empty] | 36 | 3
[5 empty] | 36 | 3
[5 empty] | 36 | 3
[5 empty] | 36 | 3
[5 empty] | 36 | 3
[5 empty] | 36 | 3
[5 empty] | 36 | 3
[5 empty] | 36 | 3
[5 empty] | 36 | 3
[5 empty] | 36 | 3
[5 empty] | 36 | 3
[5 empty] | 36 | 3
[5 empty] | 36 | 3
[5 empty] | 36 | 3
[5 empty] | 36 | 3
[5 empty] | 36 | 3
[5 empty] | 36 | 3
[5 empty] | 36 | 3
[5 empty] | 36 | 3
[5 empty] | 36 | 3
[5 empty] | 36 | 3
[5 empty] | 36 | 3
[5 empty] | 36 | 3
[5 empty] | 36 | 3
[5 empty] | 36 | 3
[5 empty] | 36 | 3
[5 empty] | 36 | 3
[5 empty] | 36 | 3
[5 empty] | 36 | 3
[5 empty] | 36 | 3
[5 empty] | 36 | 3
[5 empty] | 36 | 3
[5 empty] | 36 | 3
[5 empty] | 36 | 3
[5 empty] | 36 | 3
[5 empty] | 36 | 3
[5 empty] | 36 | 3
[5 empty] | 36 | 3
[5 empty] | 36 | 3
[5 empty] | 36 | 3
[5 empty] | 36 | 3
[5 empty] | 36 | 3
[5 empty] | 36 | 3
[5 empty] | 36 | 3
[5 empty] | 36 | 3
[5 empty] | 36 | 3
[5 empty] | 36 | 3
[5 empty] | 36 | 3
[5 empty] | 36 | 3
[5 empty] | 36 | 3
[5 empty] | 36 | 3
[5 empty] | 36 | 3
[5 empty] | 36 | 3
[5 empty] | 36 | 3
[5 empty] | 36 | 3
[5 empty] | 36 | 3
[5 empty] | 36 | 3
[5 empty] | 36 | 3
[5 empty] | 36 | 3
[5 empty] | 36 | 3
[5 empty] | 36 | 3
[5 empty] | 36 | 3
[5 empty] | 36 | 3
[5 empty] | 36 | 3
[5 empty] | 36 | 3
[5 empty] | 36 | 3
[5 empty] | 36 | 3
[5 empty] | 36 | 3
[5 empty] | 36 | 3
[5 empty] | 36 | 3
[5 empty] | 36 | 3
[5 empty] | 36 | 3
[5 empty] | 36 | 3
[5 empty] | 36 | 3
[5 empty] | 36 | 3
[5 empty] | 36 | 3
[5 empty] | 36 | 3
[5 empty] | 36 | 3
[5 empty] | 36 | 3
[5 empty] | 36 | 3
[5 empty] | 36 | 3
[5 empty] | 36 | 3
[5 empty] | 36 | 3
[5 empty] | 36 | 3
[5 empty] | 36 | 3
[5 empty] | 36 | 3
[5 empty] | 36 | 3
[5 empty] | 36 | 3
[5 empty] | 36 | 3
[5 empty] | 36 | 3
[5 empty] | 36 | 3
[5 empty] | 36 | 3
[5 empty] | 36 | 3
[5 empty] | 36 | 3
[5 empty] | 36 | 3
[5 empty] | 36 | 3
[5 empty] | 36 | 3
[5 empty] | 36 | 3
[5 empty] | 36 | 3
[5 empty] | 36 | 3
[5 empty] | 36 | 3
[5 empty] | 36 | 3
[5 empty] | 36 | 3
[5 empty] | 36 | 3
[5 empty] | 36 | 3
[5 empty] | 36 | 3
[5 empty] | 36 | 3
[5 empty] | 36 | 3
[5 empty] | 36 | 3
[5 empty] | 36 | 3
[5 empty] | 36 | 3
[5 empty] | 36 | 3
[5 empty] | 36 | 3
[5 empty] | 36 | 3
[5 empty] | 36 | 3
[5 empty] | 36 | 3
[5 empty] | 36 | 3
[5 empty] | 36 | 3
[5 empty] | 36 | 3
[5 empty] | 36 | 3
[5 empty] | 36 | 3
[5 empty] | 36 | 3
[5 empty] | 36 | 3
[5 empty] | 36 | 3
[5 empty] | 36 | 3
[5 empty] | 36 | 3
[5 empty] | 36 | 3
[5 empty] | 36 | 3
[5 empty] | 36 | 3
[5 empty] | 36 | 3
[5 empty] | 36 | 3
[5 empty] | 36 | 3
[5 empty] | 36 | 3
[5 empty] | 36 | 3
[5 empty] | 36 | 3
[5 empty] | 36 | 3
[5 empty] | 36 | 3
[5 empty] | 36 | 3
[5 empty] | 36 | 3
[5 empty] | 36 | 3
[5 empty] | 36 | 3
[5 empty] | 36 | 3
[5 empty] | 36 | 3
[5 empty] | 36 | 3
[5 empty] | 36 | 3
[5 empty] | 36 | 3
[5 empty] | 36 | 3
[5 empty] | 36 | 3
[5 empty] | 36 | 3
[5 empty] | 36 | 3
[5 empty] | 36 | 3
[5 empty] | 36 | 3
[5 empty] | 36 | 3
[5 empty] | 36 | 3
[5 empty] | 36 | 3
[5 empty] | 36 | 3
[5 empty] | 36 | 3
[5 empty] | 36 | 3
[5 empty] | 36 | 3
[5 empty] | 36 | 3
[5 empty] | 36 | 3
[5 empty] | 36 | 3
[5 empty] | 36 | 3
[5 empty] | 36 | 3
[5 empty] | 36 | 3
[5 empty] | 36 | 3
[5 empty] | 36 | 3
[5 empty] | 36 | 3
[5 empty] | 36 | 3
[5 empty] | 36 | 3
[5 empty] | 36 | 3
[5 empty] | 36 | 3
[5 empty] | 36 | 3
[5 empty] | 36 | 3
[5 empty] | 36 | 3
[5 empty] | 36 | 3
[5 empty] | 36 | 3
[5 empty] | 36 | 3
[5 empty] | 36 | 3
[5 empty] | 36 | 3
[5 empty] | 36 | 3
[5 empty] | 36 | 3
[5 empty] | 36 | 3
[5 empty] | 36 | 3
[5 empty] | 36 | 3
[5 empty] | 36 | 3
[5 empty] | 36 | 3
[5 empty] | 36 | 3
[5 empty] | 36 | 3
[5 empty] | 36 | 3
[5 empty] | 36 | 3
[5 empty] | 36 | 3
[5 empty] | 36 | 3
[5 empty] | 36 | 3
[5 empty] | 36 | 3
[5 empty] | 36 | 3
[5 empty] | 36 | 3
[5 empty] | 36 | 3
[5 empty] | 36 | 3
[5 empty] | 36 | 3
[5 empty] | 36 | 3
[5 empty] | 36 | 3
[5 empty] | 36 | 3
[5 empty] | 36 | 3
[5 empty] | 36 | 3
[5 empty] | 36 | 3
[5 empty] | 36 | 3
[5 empty] | 36 | 3
[5 empty] | 36 | 3
[5 empty] | 36 | 3
[5 empty] | 36 | 3
[5 empty] | 36 | 3
[5 empty] | 36 | 3
[5 empty] | 36 | 3
[5 empty] | 36 | 3
[5 empty] | 36 | 3
[5 empty] | 36 | 3
[5 empty] | 36 | 3
[5 empty] | 36 | 3
[5 empty] | 36 | 3
[5 empty] | 36 | 3
[5 empty] | 36 | 3
[5 empty] | 36 | 3
[5 empty] | 36 | 3
[5 empty] | 36 | 3
[5 empty] | 36 | 3
[5 empty] | 36 | 3
[5 empty] | 36 | 3
[5 empty] | 36 | 3
[5 empty] | 36 | 3
[5 empty] | 36 | 3
[5 empty] | 36 | 3
[5 empty] | 36 | 3
[5 empty] | 36 | 3
[5 empty] | 36 | 3
[5 empty] | 36 | 3
[5 empty] | 36 | 3
[5 empty] | 36 | 3
[5 empty] | 36 | 3
[5 empty] | 36 | 3
[5 empty] | 36 | 3
[5 empty] | 36 | 3
[5 empty] | 36 | 3
[5 empty] | 36 | 3
[5 empty] | 36 | 3
[5 empty] | 36 | 3
[5 empty] | 36 | 3
[5 empty] | 36 | 3
[5 empty] | 36 | 3
[5 empty] | 36 | 3
[5 empty] | 36 | 3
[5 empty] | 36 | 3
[5 empty] | 36 | 3
[5 empty] | 36 | 3
[5 empty] | 36 | 3
[5 empty] | 36 | 3
[5 empty] | 36 | 3
[5 empty] | 36 | 3
[5 empty] | 36 | 3
[5 empty] | 36 | 3
[5 empty] | 36 | 3
[5 empty] | 36 | 3
[5 empty] | 36 | 3
[5 empty] | 36 | 3
[5 empty] | 36 | 3
[5 empty] | 36 | 3
[5 empty] | 36 | 3
[5 empty] | 36 | 3
[5 empty] | 36 | 3
[5 empty] | 36 | 3
[5 empty] | 36 | 3
[5 empty] | 36 | 3
[5 empty] | 36 | 3
[5 empty] | 36 | 3
[5 empty] | 36 | 3
[5 empty] | 36 | 3
[5 empty] | 36 | 3
[5 empty] | 36 | 3
[5 empty] | 36 | 3
[5 empty] | 36 | 3
[5 empty] | 36 | 3
[5 empty] | 36 | 3
[5 empty] | 36 | 3
[5 empty] | 36 | 3
[5 empty] | 36 | 3
[5 empty] | 36 | 3
[5 empty] | 36 | 3
[5 empty] | 36 | 3
[5 empty] | 36 | 3
[5 empty] | 36 | 3
[5 empty] | 36 | 3
[5 empty] | 36 | 3
[5 empty] | 36 | 3
[5 empty] | 36 | 3
[5 empty] | 36 | 3
[5 empty] | 36 | 3
[5 empty] | 36 | 3
[5 empty] | 36 | 3
[5 empty] | 36 | 3
[5 empty] | 36 | 3
[5 empty] | 36 | 3
[5 empty] | 36 | 3
[5 empty] | 36 | 3
[5 empty] | 36 | 3
[5 empty] | 36 | 3
[5 empty] | 36 | 3
[5 empty] | 36 | 3
[5 empty] | 36 | 3
[5 empty] | 36 | 3
[5 empty] | 36 | 3
[5 empty] | 36 | 3
[5 empty] | 36 | 3
[5 empty] | 36 | 3
[5 empty] | 36 | 3
[5 empty] | 36 | 3
[5 empty] | 36 | 3
[5 empty] | 36 | 3
[5 empty] | 36 | 3
[5 empty] | 36 | 3
[5 empty] | 36 | 3
[5 empty] | 36 | 3
[5 empty] | 36 | 3
[5 empty] | 36 | 3
[5 empty] | 36 | 3
[5 empty] | 36 | 3
[5 empty] | 36 | 3
[5 empty] | 36 | 3
[5 empty] | 36 | 3
[5 empty] | 36 | 3
[5 empty] | 36 | 3
[5 empty] | 36 | 3
[5 empty] | 36 | 3
[5 empty] | 36 | 3
[5 empty] | 36 | 3
[5 empty] | 36 | 3
[5 empty] | 36 | 3
[5 empty] | 36 | 3
[5 empty] | 36 | 3
[5 empty] | 36 | 3
[5 empty] | 36 | 3
[5 empty] | 36 | 3
[5 empty] | 36 | 3
[5 empty] | 36 | 3
[5 empty] | 36 | 3
[5 empty] | 36 | 3
[5 empty] | 36 | 3
[5 empty] | 36 | 3
[5 empty] | 36 | 3
[5 empty] | 36 | 3
[5 empty] | 36 | 3
[5 empty] | 36 | 3
[5 empty] | 36 | 3
[5 empty] | 36 | 3
[5 empty] | 36 | 3
[5 empty] | 36 | 3
[5 empty] | 36 | 3
[5 empty] | 36 | 3
[5 empty] | 36 | 3
[5 empty] | 36 | 3
[5 empty] | 36 | 3
[5 empty] | 36 | 3
[5 empty] | 36 | 3
[5 empty] | 36 | 3
[5 empty] | 36 | 3
[5 empty] | 36 | 3
[5 empty] | 36 | 3
[5 empty] | 36 | 3
[5 empty] | 36 | 3
[5 empty] | 36 | 3
[5 empty] | 36 | 3
[5 empty] | 36 | 3
[5 empty] | 36 | 3
[5 empty] | 36 | 3
[5 empty] | 36 | 3
[5 empty] | 36 | 3
[5 empty] | 36 | 3
[5 empty] | 36 | 3
[5 empty] | 36 | 3
[5 empty] | 36 | 3
[5 empty] | 36 | 3
[5 empty] | 36 | 3
[5 empty] | 36 | 3
[5 empty] | 36 | 3
[5 empty] | 36 | 3
[5 empty] | 36 | 3
[5 empty] | 36 | 3
[5 empty] | 36 | 3
[5 empty] | 36 | 3
[5 empty] | 36 | 3
[5 empty] | 36 | 3
[5 empty] | 36 | 3
[5 empty] | 36 | 3
[5 empty] | 36 | 3
[5 empty] | 36 | 3
[5 empty] | 36 | 3
[5 empty] | 36 | 3
[5 empty] | 36 | 3
[5 empty] | 36 | 3
[5 empty] | 36 | 3
[5 empty] | 36 | 3
[5 empty] | 36 | 3
[5 empty] | 36 | 3
[5 empty] | 36 | 3
[5 empty] | 36 | 3
[5 empty] | 36 | 3
[5 empty] | 36 | 3
[5 empty] | 36 | 3
[5 empty] | 36 | 3
[5 empty] | 36 | 3
[5 empty] | 36 | 3
[5 empty] | 36 | 3
[5 empty] | 36 | 3
[5 empty] | 36 | 3
[5 empty] | 36 | 3
[5 empty] | 36 | 3
[5 empty] | 36 | 3
[5 empty] | 36 | 3
[5 empty] | 36 | 3
[5 empty] | 36 | 3
[5 empty] | 36 | 3
[5 empty] | 36 | 3
[5 empty] | 36 | 3
[5 empty] | 36 | 3
[5 empty] | 36 | 3
[5 empty] | 36 | 3
[5 empty] | 36 | 3
[5 empty] | 36 | 3
[5 empty] | 36 | 3
[5 empty] | 36 | 3
[5 empty] | 36 | 3
[5 empty] | 36 | 3
[5 empty] | 36 | 3
[5 empty] | 36 | 3
[5 empty] | 36 | 3
[5 empty] | 36 | 3
[5 empty] | 36 | 3
[5 empty] | 36 | 3
[5 empty] | 36 | 3
[5 empty] | 36 | 3
[5 empty] | 36 | 3
[5 empty] | 36 | 3
[5 empty] | 36 | 3
[5 empty] | 36 | 3
[5 empty] | 36 | 3
[5 empty] | 36 | 3
[5 empty] | 36 | 3
[5 empty] | 36 | 3
[5 empty] | 36 | 3
[5 empty] | 36 | 3
[5 empty] | 36 | 3
[5 empty] | 36 | 3
[5 empty] | 36 | 3
[5 empty] | 36 | 3
[5 empty] | 36 | 3
[5 empty] | 36 | 3
[5 empty] | 36 | 3
[5 empty] | 36 | 3
[5 empty] | 36 | 3
[5 empty] | 36 | 3
[5 empty] | 36 | 3
[5 empty] | 36 | 3
[5 empty] | 36 | 3
[5 empty] | 36 | 3
[5 empty] | 36 | 3
[5 empty] | 36 | 3
[5 empty] | 36 | 3
[5 empty] | 36 | 3
[5 empty] | 36 | 3
[5 empty] | 36 | 3
[5 empty] | 36 | 3
[5 empty] | 36 | 3
[5 empty] | 36 | 3
[5 empty] | 36 | 3
[5 empty] | 36 | 3
[5 empty] | 36 | 3
[5 empty] | 36 | 3
[5 empty] | 36 | 3
[5 empty] | 36 | 3
[5 empty] | 36 | 3
[5 empty] | 36 | 3
[5 empty] | 36 | 3
[5 empty] | 36 | 3
[5 empty] | 36 | 3
[5 empty] | 36 | 3
[5 empty] | 36 | 3
[5 empty] | 36 | 3
[5 empty] | 36 | 3
[5 empty] | 36 | 3
[5 empty] | 36 | 3
[5 empty] | 36 | 3
[5 empty] | 36 | 3
[5 empty] | 36 | 3
[5 empty] | 36 | 3
[5 empty] | 36 | 3
[5 empty] | 36 | 3
[5 empty] | 36 | 3
[5 empty] | 36 | 3
[5 empty] | 36 | 3
[5 empty] | 36 | 3
[5 empty] | 36 | 3
[5 empty] | 36 | 3
[5 empty] | 36 | 3
[5 empty] | 36 | 3
[5 empty] | 36 | 3
[5 empty] | 36 | 3
[5 empty] | 36 | 3
[5 empty] | 36 | 3
[5 empty] | 36 | 3
[5 empty] | 36 | 3
[5 empty] | 36 | 3
[5 empty] | 36 | 3
[5 empty] | 36 | 3
[5 empty] | 36 | 3
[5 empty] | 36 | 3
[5 empty] | 36 | 3
[5 empty] | 36 | 3
[5 empty] | 36 | 3
[5 empty] | 36 | 3
[5 empty] | 36 | 3
[5 empty] | 36 | 3
[5 empty] | 36 | 3
[5 empty] | 36 | 3
[5 empty] | 36 | 3
[5 empty] | 36 | 3
[5 empty] | 36 | 3
[5 empty] | 36 | 3
[5 empty] | 36 | 3
[5 empty] | 36 | 3
[5 empty] | 36 | 3
[5 empty] | 36 | 3
[5 empty] | 36 | 3
[5 empty] | 36 | 3
[5 empty] | 36 | 3
[5 empty] | 36 | 3
[5 empty] | 36 | 3
[5 empty] | 36 | 3
[5 empty] | 36 | 3
[5 empty] | 36 | 3
[5 empty] | 36 | 3
[5 empty] | 36 | 3
[5 empty] | 36 | 3
[5 empty] | 36 | 3
[5 empty] | 36 | 3
[5 empty] | 36 | 3
[5 empty] | 36 | 3
[5 empty] | 36 | 3
[5 empty] | 36 | 3
[5 empty] | 36 | 3
[5 empty] | 36 | 3
[5 empty] | 36 | 3
[5 empty] | 36 | 3
[5 empty] | 36 | 3
[5 empty] | 36 | 3
[5 empty] | 36 | 3
[5 empty] | 36 | 3
[5 empty] | 36 | 3
[5 empty] | 36 | 3
[5 empty] | 36 | 3
[5 empty] | 36 | 3
[5 empty] | 36 | 3
[5 empty] | 36 | 3
[5 empty] | 36 | 3
[5 empty] | 36 | 3
[5 empty] | 36 | 3
[5 empty] | 36 | 3
[5 empty] | 36 | 3
[5 empty] | 36 | 3
[5 empty] | 36 | 3
[5 empty] | 36 | 3
[5 empty] | 36 | 3
[5 empty] | 36 | 3
[5 empty] | 36 | 3
[5 empty] | 36 | 3
[5 empty] | 36 | 3
[5 empty] | 36 | 3
[5 empty] | 36 | 3
[5 empty] | 36 | 3
[5 empty] | 36 | 3
[5 empty] | 36 | 3
[5 empty] | 36 | 3
[5 empty] | 36 | 3
[5 empty] | 36 | 3
[5 empty] | 36 | 3
[5 empty] | 36 | 3
[5 empty] | 36 | 3
[5 empty] | 36 | 3
[5 empty] | 36 | 3
[5 empty] | 36 | 3
[5 empty] | 36 | 3
[5 empty] | 36 | 3
[5 empty] | 36 | 3
[5 empty] | 36 | 3
[5 empty] | 36 | 3
[5 empty] | 36 | 3
[5 empty] | 36 | 3
[5 empty] | 36 | 3
[5 empty] | 36 | 3
[5 empty] | 36 | 3
[5 empty] | 36 | 3
[5 empty] | 36 | 3
[5 empty] | 36 | 3
[5 empty] | 36 | 3
[5 empty] | 36 | 3
[5 empty] | 36 | 3
[5 empty] | 36 | 3
[5 empty] | 36 | 3
[5 empty] | 36 | 3
[5 empty] | 36 | 3
[5 empty] | 36 | 3
[5 empty] | 36 | 3
[5 empty] | 36 | 3
[5 empty] | 36 | 3
[5 empty] | 36 | 3
[5 empty] | 36 | 3
[5 empty] | 36 | 3
[5 empty] | 36 | 3
[5 empty] | 36 | 3
[5 empty] | 36 | 3
[5 empty] | 36 | 3
[5 empty] | 36 | 3
[5 empty] | 36 | 3
[5 empty] | 36 | 3
[5 empty] | 36 | 3
[5 empty] | 36 | 3
[5 empty] | 36 | 3
[5 empty] | 36 | 3
[5 empty] | 36 | 3
[5 empty] | 36 | 3
[5 empty] | 36 | 3
[5 empty] | 36 | 3
[5 empty] | 36 | 3
[5 empty] | 36 | 3
[5 empty] | 36 | 3
[5 empty] | 36 | 3
[5 empty] | 36 | 3
[5 empty] | 36 | 3
[5 empty] | 36 | 3
[5 empty] | 36 | 3
[5 empty] | 36 | 3
[5 empty] | 36 | 3
[5 empty] | 36 | 3
[5 empty] | 36 | 3
[5 empty] | 36 | 3
[5 empty] | 36 | 3
[5 empty] | 36 | 3
[5 empty] | 36 | 3
[5 empty] | 36 | 3
[5 empty] | 36 | 3
[5 empty] | 36 | 3
[5 empty] | 36 | 3
[5 empty] | 36 | 3
[5 empty] | 36 | 3
[5 empty] | 36 | 3
[5 empty] | 36 | 3
[5 empty] | 36 | 3
[5 empty] | 36 | 3
[5 empty] | 36 | 3
[5 empty] | 36 | 3
[5 empty] | 36 | 3
[5 empty] | 36 | 3
[5 empty] | 36 | 3
[5 empty] | 36 | 3
[5 empty] | 36 | 3
[5 empty] | 36 | 3
[5 empty] | 36 | 3
[5 empty] | 36 | 3
[5 empty] | 36 | 3
[5 empty] | 36 | 3
[5 empty] | 36 | 3
[5 empty] | 36 | 3
[5 empty] | 36 | 3
[5 empty] | 36 | 3
[5 empty] | 36 | 3
[5 empty] | 36 | 3
[5 empty] | 36 | 3
[5 empty] | 36 | 3
[5 empty] | 36 | 3
[5 empty] | 36 | 3
[5 empty] | 36 | 3
[5 empty] | 36 | 3
[5 empty] | 36 | 3
[5 empty] | 36 | 3
[5 empty] | 36 | 3
[5 empty] | 36 | 3
[5 empty] | 36 | 3
[5 empty] | 36 | 3
[5 empty] | 36 | 3
[5 empty] | 36 | 3
[5 empty] | 36 | 3
[5 empty] | 36 | 3
[5 empty] | 36 | 3
[5 empty] | 36 | 3
[5 empty] | 36 | 3
[5 empty] | 36 | 3
[5 empty] | 36 | 3
[5 empty] | 36 | 3
[5 empty] | 36 | 3
[5 empty] | 36 | 3
[5 empty] | 36 | 3
[5 empty] | 36 | 3
[5 empty] | 36 | 3
[5 empty] | 36 | 3
[5 empty] | 36 | 3
[5 empty] | 36 | 3
[5 empty] | 36 | 3
[5 empty] | 36 | 3
[5 empty] | 36 | 3
[5 empty] | 36 | 3
[5 empty] | 36 | 3
[5 empty] | 36 | 3
[5 empty] | 36 | 3
[5 empty] | 36 | 3
[5 empty] | 36 | 3
[5 empty] | 36 | 3
[5 empty] | 36 | 3
[5 empty] | 36 | 3
[5 empty] | 36 | 3
[5 empty] | 36 | 3
[5 empty] | 36 | 3
[5 empty] | 36 | 3
[5 empty] | 36 | 3
[5 empty] | 36 | 3
[5 empty] | 36 | 3
[5 empty] | 36 | 3
[5 empty] | 36 | 3
[5 empty] | 36 | 3
[5 empty] | 36 | 3
[5 empty] | 36 | 3
[5 empty] | 36 | 3
[5 empty] | 36 | 3
[5 empty] | 36 | 3
[5 empty] | 36 | 3
[5 empty] | 36 | 3
[5 empty] | 36 | 3
[5 empty] | 36 | 3
[5 empty] | 36 | 3
[5 empty] | 36 | 3
[5 empty] | 36 | 3
[5 empty] | 36 | 3
[5 empty] | 36 | 3
[5 empty] | 36 | 3
[5 empty] | 36 | 3
[5 empty] | 36 | 3
[5 empty] | 36 | 3
[5 empty] | 36 | 3
[5 empty] | 36 | 3
[5 empty] | 36 | 3
[5 empty] | 36 | 3
[5 empty] | 36 | 3
[5 empty] | 36 | 3
[5 empty] | 36 | 3
[5 empty] | 36 | 3
[5 empty] | 36 | 3
[5 empty] | 36 | 3
[5 empty] | 36 | 3
[5 empty] | 36 | 3
[5 empty] | 36 | 3
[5 empty] | 36 | 3
[5 empty] | 36 | 3
[5 empty] | 36 | 3
[5 empty] | 36 | 3
[5 empty] | 36 | 3
[5 empty] | 36 | 3
[5 empty] | 36 | 3
[5 empty] | 36 | 3
[5 empty] | 36 | 3
[5 empty] | 36 | 3
[5 empty] | 36 | 3
[5 empty] | 36 | 3
[5 empty] | 36 | 3
[5 empty] | 36 | 3
[5 empty] | 36 | 3
[5 empty] | 36 | 3
[5 empty] | 36 | 3
[5 empty] | 36 | 3
[5 empty] | 36 | 3
[5 empty] | 36 | 3
[5 empty] | 36 | 3
[5 empty] | 36 | 3
[5 empty] | 36 | 3
[5 empty] | 36 | 3
[5 empty] | 36 | 3
[5 empty] | 36 | 3
[5 empty] | 36 | 3
[5 empty] | 36 | 3
[5 empty] | 36 | 3
[5 empty] | 36 | 3
[5 empty] | 36 | 3
[5 empty] | 36 | 3
[5 empty] | 36 | 3
[5 empty] | 36 | 3
[5 empty] | 36 | 3
[5 empty] | 36 | 3
[5 empty] | 36 | 3
[5 empty] | 36 | 3
[5 empty] | 36 | 3
[5 empty] | 36 | 3
[5 empty] | 36 | 3
[5 empty] | 36 | 3
[5 empty] | 36 | 3
[5 empty] | 36 | 3
[5 empty] | 36 | 3
[5 empty] | 36 | 3
[5 empty] | 36 | 3
[5 empty] | 36 | 3
[5 empty] | 36 | 3
[5 empty] | 36 | 3
[5 empty] | 36 | 3
[5 empty] | 36 | 3
[5 empty] | 36 | 3
[5 empty] | 36 | 3
[5 empty] | 36 | 3
[5 empty] | 36 | 3
[5 empty] | 36 | 3
[5 empty] | 36 | 3
[5 empty] | 36 | 3
[5 empty] | 36 | 3
[5 empty] | 36 | 3
[5 empty] | 36 | 3
[5 empty] | 36 | 3
[5 empty] | 36 | 3
[5 empty] | 36 | 3
[5 empty] | 36 | 3
[5 empty] | 36 | 3
[5 empty] | 36 | 3
[5 empty] | 36 | 3
[5 empty] | 36 | 3
[5 empty] | 36 | 3
[5 empty] | 36 | 3
[5 empty] | 36 | 3
[5 empty] | 36 | 3
[5 empty] | 36 | 3
[5 empty] | 36 | 3
[5 empty] | 36 | 3
[5 empty] | 36 | 3
[5 empty] | 36 | 3
[5 empty] | 36 | 3
[5 empty] | 36 | 3
[5 empty] | 36 | 3
[5 empty] | 36 | 3
[5 empty] | 36 | 3
[5 empty] | 36 | 3
[5 empty] | 36 | 3
[5 empty] | 36 | 3
[5 empty] | 36 | 3
[5 empty] | 36 | 3
[5 empty] | 36 | 3
[5 empty] | 36 | 3
[5 empty] | 36 | 3
[5 empty] | 36 | 3
[5 empty] | 36 | 3
[5 empty] | 36 | 3
[5 empty] | 36 | 3
[5 empty] | 36 | 3
[5 empty] | 36 | 3
[5 empty] | 36 | 3
[5 empty] | 36 | 3
[5 empty] | 36 | 3
[5 empty] | 36 | 3
[5 empty] | 36 | 3
[5 empty] | 36 | 3
[5 empty] | 36 | 3
[5 empty] | 36 | 3
[5 empty] | 36 | 3
[5 empty] | 36 | 3
[5 empty] | 36 | 3
[5 empty] | 36 | 3
[5 empty] | 36 | 3
[5 empty] | 36 | 3
[5 empty] | 36 | 3
[5 empty] | 36 | 3
[5 empty] | 36 | 3
[5 empty] | 36 | 3
[5 empty] | 36 | 3
[5 empty] | 36 | 3
[5 empty] | 36 | 3
[5 empty] | 36 | 3
[5 empty] | 36 | 3
[5 empty] | 36 | 3
[5 empty] | 36 | 3
[5 empty] | 36 | 3
[5 empty] | 36 | 3
[5 empty] | 36 | 3
[5 empty] | 36 | 3
[5 empty] | 36 | 3
[5 empty] | 36 | 3
[5 empty] | 36 | 3
[5 empty] | 36 | 3
[5 empty] | 36 | 3
[5 empty] | 36 | 3
[5 empty] | 36 | 3
[5 empty] | 36 | 3
[5 empty] | 36 | 3
[5 empty] | 36 | 3
[5 empty] | 36 | 3
[5 empty] | 36 | 3
[5 empty] | 36 | 3
[5 empty] | 36 | 3
[5 empty] | 36 | 3
[5 empty] | 36 | 3
[5 empty] | 36 | 3
[5 empty] | 36 | 3
[5 empty] | 36 | 3
[5 empty] | 36 | 3
[5 empty] | 36 | 3
[5 empty] | 36 | 3
[5 empty] | 36 | 3
[5 empty] | 36 | 3
[5 empty] | 36 | 3
[5 empty] | 36 | 3
[5 empty] | 36 | 3
[5 empty] | 36 | 3
[5 empty] | 36 | 3
[5 empty] | 36 | 3
[5 empty] | 36 | 3
[5 empty] | 36 | 3
[5 empty] | 36 | 3
[5 empty] | 36 | 3
[5 empty] | 36 | 3
[5 empty] | 36 | 3
[5 empty] | 36 | 3
[5 empty] | 36 | 3
[5 empty] | 36 | 3
[5 empty] | 36 | 3
[5 empty] | 36 | 3
[5 empty] | 36 | 3
[5 empty] | 36 | 3
[5 empty] | 36 | 3
[5 empty] | 36 | 3
[5 empty] | 36 | 3
[5 empty] | 36 | 3
[5 empty] | 36 | 3
[5 empty] | 36 | 3
[5 empty] | 36 | 3
[5 empty] | 36 | 3
[5 empty] | 36 | 3
[5 empty] | 36 | 3
[5 empty] | 36 | 3
[5 empty] | 36 | 3
[5 empty] | 36 | 3
[5 empty] | 36 | 3
[5 empty] | 36 | 3
[5 empty] | 36 | 3
[5 empty] | 36 | 3
[5 empty] | 36 | 3
[5 empty] | 36 | 3
[5 empty] | 36 | 3
[5 empty] | 36 | 3
[5 empty] | 36 | 3
[5 empty] | 36 | 3
[5 empty] | 36 | 3
[5 empty] | 36 | 3
[5 empty] | 36 | 3
[5 empty] | 36 | 3
[5 empty] | 36 | 3
[5 empty] | 36 | 3
[5 empty] | 36 | 3
[5 empty] | 36 | 3
[5 empty] | 36 | 3
[5 empty] | 36 | 3
[5 empty] | 36 | 3
[5 empty] | 36 | 3
[5 empty] | 36 | 3
[5 empty] | 36 | 3
[5 empty] | 36 | 3
[5 empty] | 36 | 3
[5 empty] | 36 | 3
[5 empty] | 36 | 3
[5 empty] | 36 | 3
[5 empty] | 36 | 3
[5 empty] | 36 | 3
[5 empty] | 36 | 3
[5 empty] | 36 | 3
[5 empty] | 36 | 3
[5 empty] | 36 | 3
[5 empty] | 36 | 3
[5 empty] | 36 | 3
[5 empty] | 36 | 3
[5 empty] | 36 | 3
[5 empty] | 36 | 3
[5 empty] | 36 | 3
[5 empty] | 36 | 3
[5 empty] | 36 | 3
[5 empty] | 36 | 3
[5 empty] | 36 | 3
[5 empty] | 36 | 3
[5 empty] | 36 | 3
[5 empty] | 36 | 3
[5 empty] | 36 | 3
[5 empty] | 36 | 3
[5 empty] | 36 | 3
[5 empty] | 36 | 3
[5 empty] | 36 | 3
[5 empty] | 36 | 3
[5 empty] | 36 | 3
[5 empty] | 36 | 3
[5 empty] | 36 | 3
[5 empty] | 36 | 3
[5 empty] | 36 | 3
[5 empty] | 36 | 3
[5 empty] | 36 | 3
[5 empty] | 36 | 3
[5 empty] | 36 | 3
[5 empty] | 36 | 3
[5 empty] | 36 | 3
[5 empty] | 36 | 3
[5 empty] | 36 | 3
[5 empty] | 36 | 3
[5 empty] | 36 | 3
[5 empty] | 36 | 3
[5 empty] | 36 | 3
[5 empty] | 36 | 3
[5 empty] | 36 | 3
[5 empty] | 36 | 3
[5 empty] | 36 | 3
[5 empty] | 36 | 3
[5 empty] | 36 | 3
[5 empty] | 36 | 3
[5 empty] | 36 | 3
[5 empty] | 36 | 3
[5 empty] | 36 | 3
[5 empty] | 36 | 3
[5 empty] | 36 | 3
[5 empty] | 36 | 3
[5 empty] | 36 | 3
[5 empty] | 36 | 3
[5 empty] | 36 | 3
[5 empty] | 36 | 3
[5 empty] | 36 | 3
[5 empty] | 36 | 3
[5 empty] | 36 | 3
[5 empty] | 36 | 3
[5 empty] | 36 | 3
[5 empty] | 36 | 3
[5 empty] | 36 | 3
[5 empty] | 36 | 3
[5 empty] | 36 | 3
[5 empty] | 36 | 3
[5 empty] | 36 | 3
[5 empty] | 36 | 3
[5 empty] | 36 | 3
[5 empty] | 36 | 3
[5 empty] | 36 | 3
[5 empty] | 36 | 3
[5 empty] | 36 | 3
[5 empty] | 36 | 3
[5 empty] | 36 | 3
[5 empty] | 36 | 3
[5 empty] | 36 | 3
[5 empty] | 36 | 3
[5 empty] | 36 | 3
[5 empty] | 36 | 3
[5 empty] | 36 | 3
[5 empty] | 36 | 3
[5 empty] | 36 | 3
[5 empty] | 36 | 3
[5 empty] | 36 | 3
[5 empty] | 36 | 3
[5 empty] | 36 | 3
[5 empty] | 36 | 3
[5 empty] | 36 | 3
[5 empty] | 36 | 3
[5 empty] | 36 | 3
[5 empty] | 36 | 3
[5 empty] | 36 | 3
[5 empty] | 36 | 3
[5 empty] | 36 | 3
[5 empty] | 36 | 3
[5 empty] | 36 | 3
[5 empty] | 36 | 3
[5 empty] | 36 | 3
[5 empty] | 36 | 3
[5 empty] | 36 | 3
[5 empty] | 36 | 3
[5 empty] | 36 | 3
[5 empty] | 36 | 3
[5 empty] | 36 | 3
[5 empty] | 36 | 3
[5 empty] | 36 | 3
[5 empty] | 36 | 3
[5 empty] | 36 | 3
[5 empty] | 36 | 3
[5 empty] | 36 | 3
[5 empty] | 36 | 3
[5 empty] | 36 | 3
[5 empty] | 36 | 3
[5 empty] | 36 | 3
[5 empty] | 36 | 3
[5 empty] | 36 | 3
[5 empty] | 36 | 3
[5 empty] | 36 | 3
[5 empty] | 36 | 3
[5 empty] | 36 | 3
[5 empty] | 36 | 3
[5 empty] | 36 | 3
[5 empty] | 36 | 3
[5 empty] | 36 | 3
[5 empty] | 36 | 3
[5 empty] | 36 | 3
[5 empty] | 36 | 3
[5 empty] | 36 | 3
[5 empty] | 36 | 3
[5 empty] | 36 | 3
[5 empty] | 36 | 3
[5 empty] | 36 | 3
[5 empty] | 36 | 3
[5 empty] | 36 | 3
[5 empty] | 36 | 3
[5 empty] | 36 | 3
[5 empty] | 36 | 3
[5 empty] | 36 | 3
[5 empty] | 36 | 3
[5 empty] | 36 | 3
[5 empty] | 36 | 3
[5 empty] | 36 | 3
[5 empty] | 36 | 3
[5 empty] | 36 | 3
[5 empty] | 36 | 3
[5 empty] | 36 | 3
[5 empty] | 36 | 3
[5 empty] | 36 | 3
[5 empty] | 36 | 3
[5 empty] | 36 | 3
[5 empty] | 36 | 3
[5 empty] | 36 | 3
[5 empty] | 36 | 3
[5 empty] | 36 | 3
[5 empty] | 36 | 3
[5 empty] | 36 | 3
[5 empty] | 36 | 3
[5 empty] | 36 | 3
[5 empty] | 36 | 3
[5 empty] | 36 | 3
[5 empty] | 36 | 3
[5 empty] | 36 | 3
[5 empty] | 36 | 3
[5 empty] | 36 | 3
[5 empty] | 36 | 3
[5 empty] | 36 | 3
[5 empty] | 36 | 3
[5 empty] | 36 | 3
[5 empty] | 36 | 3
[5 empty] | 36 | 3
[5 empty] | 36 | 3
[5 empty] | 36 | 3
[5 empty] | 36 | 3
[5 empty] | 36 | 3
[5 empty] | 36 | 3
[5 empty] | 36 | 3
[5 empty] | 36 | 3
[5 empty] | 36 | 3
[5 empty] | 36 | 3
[5 empty] | 36 | 3
[5 empty] | 36 | 3
[5 empty] | 36 | 3
[5 empty] | 36 | 3
[5 empty] | 36 | 3
[5 empty] | 36 | 3
[5 empty] | 36 | 3
[5 empty] | 36 | 3
[5 empty] | 36 | 3
[5 empty] | 36 | 3
[5 empty] | 36 | 3
[5 empty] | 36 | 3
[5 empty] | 36 | 3
[5 empty] | 36 | 3
[5 empty] | 36 | 3
[5 empty] | 36 | 3
[5 empty] | 36 | 3
[5 empty] | 36 | 3
[5 empty] | 36 | 3
[5 empty] | 36 | 3
[5 empty] | 36 | 3
[5 empty] | 36 | 3
[5 empty] | 36 | 3
[5 empty] | 36 | 3
[5 empty] | 36 | 3
[5 empty] | 36 | 3
[5 empty] | 36 | 3
[5 empty] | 36 | 3
[5 empty] | 36 | 3
[5 empty] | 36 | 3
[5 empty] | 36 | 3
[5 empty] | 36 | 3
[5 empty] | 36 | 3
[5 empty] | 36 | 3
[5 empty] | 36 | 3
[5 empty] | 36 | 3
[5 empty] | 36 | 3
[5 empty] | 36 | 3
[5 empty] | 36 | 3
[5 empty] | 36 | 3
[5 empty] | 36 | 3
[5 empty] | 36 | 3
[5 empty] | 36 | 3
[5 empty] | 36 | 3
[5 empty] | 36 | 3
[5 empty] | 36 | 3
[5 empty] | 36 | 3
[5 empty] | 36 | 3
[5 empty] | 36 | 3
[5 empty] | 36 | 3
[5 empty] | 36 | 3
[5 empty] | 36 | 3
[5 empty] | 36 | 3
[5 empty] | 36 | 3
[5 empty] | 36 | 3
[5 empty] | 36 | 3
[5 empty] | 36 | 3
[5 empty] | 36 | 3
[5 empty] | 36 | 3
[5 empty] | 36 | 3
[5 empty] | 36 | 3
[5 empty] | 36 | 3
[5 empty] | 36 | 3
[5 empty] | 36 | 3
[5 empty] | 36 | 3
[5 empty] | 36 | 3
[5 empty] | 36 | 3
[5 empty] | 36 | 3
[5 empty] | 36 | 3
[5 empty] | 36 | 3
[5 empty] | 36 | 3
[5 empty] | 36 | 3
[5 empty] | 36 | 3
[5 empty] | 36 | 3
[5 empty] | 36 | 3
[5 empty] | 36 | 3
[5 empty] | 36 | 3
[5 empty] | 36 | 3
[5 empty] | 36 | 3
[5 empty] | 36 | 3
[5 empty] | 36 | 3
[5 empty] | 36 | 3
[5 empty] | 36 | 3
[5 empty] | 36 | 3
[5 empty] | 36 | 3
[5 empty] | 36 | 3
[5 empty] | 36 | 3
[5 empty] | 36 | 3
[5 empty] | 36 | 3
[5 empty] | 36 | 3
[5 empty] | 36 | 3
[5 empty] | 36 | 3
[5 empty] | 36 | 3
[5 empty] | 36 | 3
[5 empty] | 36 | 3
[5 empty] | 36 | 3
[5 empty] | 36 | 3
[5 empty] | 36 | 3
[5 empty] | 36 | 3
[5 empty] | 36 | 3
[5 empty] | 36 | 3
[5 empty] | 36 | 3
[5 empty] | 36 | 3
[5 empty] | 36 | 3
[5 empty] | 36 | 3
[5 empty] | 36 | 3
[5 empty] | 36 | 3
[5 empty] | 36 | 3
[5 empty] | 36 | 3
[5 empty] | 36 | 3
[5 empty] | 36 | 3
[5 empty] | 36 | 3
[5 empty] | 36 | 3
[5 empty] | 36 | 3
[5 empty] | 36 | 3
[5 empty] | 36 | 3
[5 empty] | 36 | 3
[5 empty] | 36 | 3
[5 empty] | 36 | 3
[5 empty] | 36 | 3
[5 empty] | 36 | 3
[5 empty] | 36 | 3
[5 empty] | 36 | 3
[5 empty] | 36 | 3
[5 empty] | 36 | 3
[5 empty] | 36 | 3
[5 empty] | 36 | 3
[5 empty] | 36 | 3
[5 empty] | 36 | 3
[5 empty] | 36 | 3
[5 empty] | 36 | 3
[5 empty] | 36 | 3
[5 empty] | 36 | 3
[5 empty] | 36 | 3
[5 empty] | 36 | 3
[5 empty] | 36 | 3
[5 empty] | 36 | 3
[5 empty] | 36 | 3
[5 empty] | 36 | 3
[5 empty] | 36 | 3
[5 empty] | 36 | 3
[5 empty] | 36 | 3
[5 empty] | 36 | 3
[5 empty] | 36 | 3
[5 empty] | 36 | 3
[5 empty] | 36 | 3
[5 empty] | 36 | 3
[5 empty] | 36 | 3
[5 empty] | 36 | 3
[5 empty] | 36 | 3
[5 empty] | 36 | 3
[5 empty] | 36 | 3
[5 empty] | 36 | 3
[5 empty] | 36 | 3
[5 empty] | 36 | 3
[5 empty] | 36 | 3
[5 empty] | 36 | 3
[5 empty] | 36 | 3
[5 empty] | 36 | 3
[5 empty] | 36 | 3
[5 empty] | 36 | 3
[5 empty] | 36 | 3
[5 empty] | 36 | 3
[5 empty] | 36 | 3
[5 empty] | 36 | 3
[5 empty] | 36 | 3
[5 empty] | 36 | 3
[5 empty] | 36 | 3
[5 empty] | 36 | 3
[5 empty] | 36 | 3
[5 empty] | 36 | 3
[5 empty] | 36 | 3
[5 empty] | 36 | 3
[5 empty] | 36 | 3
[5 empty] | 36 | 3
[5 empty] | 36 | 3
[5 empty] | 36 | 3
[5 empty] | 36 | 3
[5 empty] | 36 | 3
[5 empty] | 36 | 3
[5 empty] | 36 | 3
[5 empty] | 36 | 3
[5 empty] | 36 | 3
[5 empty] | 36 | 3
[5 empty] | 36 | 3
[5 empty] | 36 | 3
[5 empty] | 36 | 3
[5 empty] | 36 | 3
[5 empty] | 36 | 3
[5 empty] | 36 | 3
[5 empty] | 36 | 3
[5 empty] | 36 | 3
[5 empty] | 36 | 3
[5 empty] | 36 | 3
[5 empty] | 36 | 3
[5 empty] | 36 | 3
[5 empty] | 36 | 3
[5 empty] | 36 | 3
[5 empty] | 36 | 3
[5 empty] | 36 | 3
[5 empty] | 36 | 3
[5 empty] | 36 | 3
[5 empty] | 36 | 3
[5 empty] | 36 | 3
[5 empty] | 36 | 3
[5 empty] | 36 | 3

## TABLE 710.1(1) BUILDING DRAINS
TABLE 710.1(1) BUILDING DRAINS AND SEWERS
DIAMETER OF PIPE (inches) | MAXIMUM NUMBER OF DRAINAGE FIXTURE UNITS CONNECTED TO ANY PORTION OF THE BUILDING DRAIN OR THE BUILDING SEWER, INCLUDING BRANCHES OF THE BUILDING DRAINa
Slope per foot
| 1/16 inch | 1/8 inch | 1/4 inch | 1/2 inch
1.25 | — | — | 1 | 1
1.5 | — | — | 3 | 3
2 | — | — | 21 | 26
2.5 | — | — | 24 | 31
3 | — | 36 | 42 | 50
4 | — | 180 | 216 | 250
5 | — | 390 | 480 | 575
6 | — | 700 | 840 | 1000
8 | 1400 | 1600 | 1920 | 2300
10 | 2500 | 2900 | 3500 | 4200
12 | 3900 | 4600 | 5600 | 6700
15 | 7000 | 8300 | 10000 | 12000
For SI: 1 inch = 25.4 mm, 1 inch per foot = 83.3 mm/m.
a. The minimum size of any building drain serving a water closet shall be 3 inches.

## TABLE 710.1(2) HORIZONTAL
TABLE 710.1(2)
HORIZONTAL FIXTURE BRANCHES AND STACKSa
DIAMETER OF PIPE (inches) | MAXIMUM NUMBER OF DRAINAGE FIXTURE UNITS (dfu)
| Total for horizontal branch | Stacksb
|  | Total discharge into one branch interval | Total for stack of three branch Intervals or less | Total for stack greater than three branch intervals
1.5 | 3 | 2 | 4 | 8
2 | 6 | 6 | 10 | 24
2.5 | 12 | 9 | 20 | 42
3 | 20 | 20 | 48 | 72
4 | 160 | 90 | 240 | 500
5 | 360 | 200 | 540 | 1100
6 | 620 | 350 | 960 | 1900
8 | 1400 | 600 | 2200 | 3600
10 | 2500 | 1000 | 3800 | 5600
12 | 3900 | 1500 | 6000 | 8400
15 | 7000 | Note c | Note c | Note c
For SI: 1 inch = 25.4 mm.
a. Does not include branches of the building drain. Refer to Table 710.1(1).
b. Stacks shall be sized based on the total accumulated connected load at each story or branch interval. As the total accumulated connected load decreases, stacks are permitted to be reduced in size. Stack diameters shall not be reduced to less than one-half of the diameter of the largest stack size required.
c. Sizing load based on design criteria.

## TABLE 709.1 DRAINAGE FIXTURE U
TABLE 709.1
DRAINAGE FIXTURE UNITS FOR FIXTURES AND GROUPS
FIXTURE TYPE | DRAINAGE FIXTURE UNIT VALUE AS LOAD FACTORS | MINIMUM SIZE OF TRAP (inches)
Automatic clothes washers, commerciala,g | 3 | 2
Automatic clothes washers, residentialg | 2 | 2
Bathroom group as defined in Section 202 (1.6 gpf water closet)f | 5 | —
Bathroom group as defined in Section 202 (water closet flushing greater than 1.6 gpf)f | 6 | —
Bathtubb(with or without overhead shower or whirlpool attachments) | 2 | 1.5
Bidet | 1 | 1.25
Combination sink and tray | 2 | 1.5
Dental lavatory | 1 | 1.25
Dental unit or cuspidor | 1 | 1.25
Dishwashing machinec, domestic | 2 | 1.5
Drinking fountain | 0.5 | 1.25
Emergency floor drain | 0 | 2
Floor drainsh | 2h | 2
Floor sinks | Note h | 2
Kitchen sink, domestic | 2 | 1.5
Kitchen sink, domestic with food waste disposer, dishwasher or both | 2 | 1.5
Laundry tray (1 or 2 compartments) | 2 | 1.5
Lavatory | 1 | 1.25
Shower (based on the total flow rate through showerheads and body sprays) Flow rate: 5.7 gpm or less Greater than 5.7 gpm to 12.3 gpm Greater than 12.3 gpm to 25.8 gpm Greater than 25.8 gpm to 55.6 gpm | 2 3 5 6 | 1 1/2 2 3 4
Service sink | 2 | 1.5
Sink | 2 | 1.5
Urinal | 4 | Note d
Urinal, 1 gallon per flush or less | 2e | Note d
Urinal, nonwater supplied | 0.5 | Note d
Wash sink (circular or multiple) each set of faucets | 2 | 1.5
Water closet, flushometer tank, public or private | 4e | Note d
Water closet, private (1.6 gpf) | 3e | Note d
Water closet, private (flushing greater than 1.6 gpf) | 4e | Note d
Water closet, public (1.6 gpf) | 4e | Note d
Water closet, public (flushing greater than 1.6 gpf) | 6e | Note d
For SI: 1 inch = 25.4 mm, 1 gallon = 3.785 L, gpf = gallon per flushing cycle, gpm = gallon per minute.
a. For traps larger than 3 inches, use Table 709.2.
b. A showerhead over a bathtub or whirlpool bathtub attachment does not increase the drainage fixture unit value.
c. See Sections 709.2 through 709.4.1 for methods of computing unit value of fixtures not listed in this table or for rating of devices with intermittent flows.
d. Trap size shall be consistent with the fixture outlet size.
e. For the purpose of computing loads on building drains and sewers, water closets and urinals shall not be rated at a lower drainage fixture unit unless the lower values are confirmed by testing.
f. For fixtures added to a bathroom group, add the dfu value of those additional fixtures to the bathroom group fixture count.
g. See Section 406.2 for sizing requirements for fixture drain, branch drain and drainage stack for an automatic clothes washer standpipe.
h. See Sections 709.4 and 709.4.1.

## TABLE 709.2 DRAINAGE FIXTURE UN
TABLE 709.2
DRAINAGE FIXTURE UNITS FOR FIXTURE DRAINS OR TRAPS
FIXTURE DRAIN OR TRAP SIZE (inches) | DRAINAGE FIXTURE UNIT VALUE
1.25 | 1
1.5 | 2
2 | 3
2.5 | 4
3 | 5
4 | 6
For SI: 1 inch = 25.4 mm.